## Pro-DB Distribution Boards
Protection and Distribution 1A to 6300A
Our Price List. Effective from 1st June 2025
Hyperlinks
Pro-DB Distribution Boards | 125A TP&N DBs
250A TP&N DBs
Busbar_Assemblies
TD3_CIRCUIT_PROTECTION
Extension_Boxes
Accessories
WALL-MOUNTED ELECTRICAL DISTRIBUTION
PRO-DB DISTRIBUTION BOARDS
125A TP & N DBs
| PRO-DB TP & N 125A | Code | Price
| 4 Way 125A DB | TB12504C | 282.13
| 6 Way 125A DB | TB12506C | 317.01
| 8 Way 125A DB | TB12508C | 357.61
| 12 Way 125A DB | TB12512C | 429.52
| 16 Way 125A DB | TB12516C | 604.04
| 18 Way 125A DB | TB12518C | 690.9
| 24 Way 125A DB | TB12524C | 910.8
| 125A INCOMERS | Code | Price
| 100A 3P SW Disc Incomer 125A DB | SWD1003C | 92.3
| 100A 4P SW Disc Incomer 125A DB | SWD1004C | 138.7
| 125A 3P SW Disc Incomer 125A DB | SWD1253C | 130.93
| 125A 4P SW Disc Incomer 125A DB | SWD1254C | 165.83
| 63A 4P Contactor Incomer 125A DB* | CON0634C | 1810.52
| 100A 4P Contactor Incomer125A DB* | CON1004C | 2443.27
| 125A Direct Connection Kit 125A DB | DIR125X | 122.79
| 63A 4P 30MA RCCB Incomer 125A DB | R30063C | 414.21
| 100A 4P 30MA RCCB Incomer 125A DB | R30100C | 380.11
| 100A 4P 300MA RCCB Incomer 125A DB | R300100C | 385.77
| 100A 4P 300MA TD RCCB Incomer 125A DB | R300D100C | 562.17
* Includes extension box and switch-disconnector
| METERING KITS | Code | Price
| 125A Plug-in Meter Kit | PMK1 | 746.51
WALL-MOUNTED ELECTRICAL DISTRIBUTION
PRO-DB DISTRIBUTION BOARDS
125A TP & N DBs
| 125A HORIZONTAL SEPARATE METERING | Code | Price
| Dual Pulsed Multimeter Kit 125A DB | PMM125C | 3596.5
| Dual Modbus Multimeter Kit 125A DB | MMM125C | 3621.75
| 125A VERTICAL SEPARATE METERING | Code | Price
| 4/16 Way 125A Split DB Inc Meter | TBS416C | 5141.23
| 8/12 Way 125A Split DB Inc Meter | TBS812C | 5141.23
WALL-MOUNTED ELECTRICAL DISTRIBUTION
PRO-DB DISTRIBUTION BOARDS
250A TP & N DBs
| PRO-DB TP & N 250A | Code | Price
| 8 Way 250A DB | TB25008C | 431.18
| 12 Way 250A DB | TB25012C | 513.72
| 16 Way 250A DB | TB25016C | 670.07
| 18 Way 250A DB | TB25018C | 779.59
| 24 Way 250A DB | TB25024C | 1072.78
| 250A INCOMERS | Code | Price
| 250A 3P MCCB Incomer 250A DB | MLD2503C | 650.28
| 250A 4P MCCB Incomer 250A DB | MLD2504C | 787.99
| 250A 3P Sw Disc Incomer 250A DB | SWD2503C | 508.03
| 250A 4P Sw Disc Incomer 250A DB | SWD2504C | 630.39
| 250A 4P Direct Connection Kit 250A DB | DIR250X | 112.11
| 160A 4P Contactor Incomer 250A DB* | CON1604 | 2459.71
| 4P 160A Adjustable CBR Incomer | CBR1604C | 1659.12
| 4P 250A Adjustable CBR Incomer | CBR2504C | 1659.12
| 125A 3P MCCB Incomer 250A DB | MLD1253 | 508.03
*Includes Extension Box & Switch Disconnector
| METERING KITS | Code | Price
| 250A Plug-in Meter Kit | PMK2 | 746.51
| 250A HORIZONTAL SEPARATE METERING | Code | Price
| Dual Pulsed Multimeter Kit 250A DB | PMM250C | 3725.22
| Dual Modbus Multimeter Kit 250A DB | MMM250C | 3750.49
WALL-MOUNTED ELECTRICAL DISTRIBUTION
PRO-DB DISTRIBUTION BOARDS
Busbar Assemblies
| PRO-DB BUSBAR ASSEMBLY 125A | Code | Price
| 4 Way 125A Busbar Assembly | TB12504PA | 187.97
| 6 Way 125A Busbar Assembly | TB12506PA | 211.23
| 8 Way 125A Busbar Assembly | TB12508PA | 234.11
| 12 Way 125A Busbar Assembly | TB12512PA | 307.36
| 16 Way 125A Busbar Assembly | TB12516PA | 358.51
| 18 Way 125A Busbar Assembly | TB12518PA | 407.95
| 24 Way 125A Busbar Assembly | TB12524PA | 477.11
| PRO-DB BUSBAR ASSEMBLY 250A | Code | Price
| 8 Way 250A Busbar Assembly | TB25008PA | 257.52
| 12 Way 250A Busbar Assembly | TB25012PA | 338.15
| 16 Way 250A Busbar Assembly | TB25016PA | 394.35
| 18 Way 250A Busbar Assembly | TB25018PA | 448.7
| 24 Way 250A Busbar Assembly | TB25024PA | 524.84
WALL-MOUNTED ELECTRICAL DISTRIBUTION
PRO-DB DISTRIBUTION BOARDS
TD3 MCBs
| TD3 M15 TYPE B 1P MCBS | Order Code | Catalogue Code | Price
| MCB 1P 15kA B-6A 1M | 109041 | TD3M15061B | 23.55
| MCB 1P 15kA B-10A 1M | 109058 | TD3M15101B | 21.04
| MCB 1P 15kA B-16A 1M | 109065 | TD3M15161B | 21.04
| MCB 1P 15kA B-20A 1M | 109072 | TD3M15201B | 21.04
| MCB 1P 15kA B-25A 1M | 109089 | TD3M15251B | 21.04
| MCB 1P 15kA B-32A 1M | 109096 | TD3M15321B | 21.04
| MCB 1P 15kA B-40A 1M | 109102 | TD3M15401B | 23.55
| MCB 1P 15kA B-50A 1M | 109119 | TD3M15501B | 31.35
| MCB 1P 15kA B-63A 1M | 109126 | TD3M15631B | 33.74
| TD3 M15 TYPE B 3P MCBS | Order Code | Catalogue Code | Price
| MCB 3P 15kA B-6A 3M | 109225 | TD3M15063B | 99.35
| MCB 3P 15kA B-10A 3M | 109232 | TD3M15103B | 94.31
| MCB 3P 15kA B-16A 3M | 109249 | TD3M15163B | 94.31
| MCB 3P 15kA B-20A 3M | 109256 | TD3M15203B | 94.31
| MCB 3P 15kA B-25A 3M | 109263 | TD3M15253B | 94.31
| MCB 3P 15kA B-32A 3M | 109270 | TD3M15323B | 94.31
| MCB 3P 15kA B-40A 3M | 109287 | TD3M15403B | 99.35
| MCB 3P 15kA B-50A 3M | 109294 | TD3M15503B | 99.35
| MCB 3P 15kA B-63A 3M | 109300 | TD3M15633B | 110.45
| TD3 M15 TYPE C 1P MCBS | Order Code | Catalogue Code | Price
| MCB 1P 15kA C-2A 1M | 105524 | TD3M15021C | 36.63
| MCB 1P 15kA C-4A 1M | 109416 | TD3M15041C | 36.63
| MCB 1P 15kA C-6A 1M | 109423 | TD3M15061C | 23.55
| MCB 1P 15kA C-10A 1M | 105531 | TD3M15101C | 21.04
| MCB 1P 15kA C-13A 1M | 105364 | TD3M15131C | 21.04
| MCB 1P 15kA C-16A 1M | 109447 | TD3M15161C | 21.04
| MCB 1P 15kA C-20A 1M | 109454 | TD3M15201C | 21.04
| MCB 1P 15kA C-25A 1M | 109461 | TD3M15251C | 21.04
| MCB 1P 15kA C-32A 1M | 109478 | TD3M15321C | 21.04
| MCB 1P 15kA C-40A 1M | 109485 | TD3M15401C | 23.55
| MCB 1P 15kA C-50A 1M | 109492 | TD3M15501C | 31.35
| MCB 1P 15kA C-63A 1M | 109508 | TD3M15631C | 33.74
WALL-MOUNTED ELECTRICAL DISTRIBUTION
PRO-DB DISTRIBUTION BOARDS
TD3 MCBs
| TD3 M15 TYPE C 3P MCBS | Order Code | Catalogue Code | Price
| MCB 3P 15kA C-2A 3M | 109621 | TD3M15023C | 117.54
| MCB 3P 15kA C-4A 3M | 109638 | TD3M15043C | 117.54
| MCB 3P 15kA C-6A 3M | 109645 | TD3M15063C | 99.35
| MCB 3P 15kA C-10A 3M | 109652 | TD3M15103C | 94.31
| MCB 3P 15kA C-13A 3M | 105388 | TD3M15133C | 94.31
| MCB 3P 15kA C-16A 3M | 109669 | TD3M15163C | 94.31
| MCB 3P 15kA C-20A 3M | 109676 | TD3M15203C | 94.31
| MCB 3P 15kA C-25A 3M | 109683 | TD3M15253C | 94.33
| MCB 3P 15kA C-32A 3M | 109690 | TD3M15323C | 94.31
| MCB 3P 15kA C-40A 3M | 109706 | TD3M15403C | 99.35
| MCB 3P 15kA C-50A 3M | 109713 | TD3M15503C | 99.35
| MCB 3P 15kA C-63A 3M | 109720 | TD3M15633C | 110.45
| TD3 M15 TYPE D 1P MCBS | Order Code | Catalogue Code | Price
| MCB 1P 15kA D-0.5A 1M | 109843 | TD3M150051D | 70.73
| MCB 1P 15kA D-1A 1M | 109850 | TD3M15011D | 41.51
| MCB 1P 15kA D-2A 1M | 109867 | TD3M15021D | 41.51
| MCB 1P 15kA D-3A 1M | 109874 | TD3M15031D | 49.89
| MCB 1P 15kA D-4A 1M | 109881 | TD3M15041D | 49.89
| MCB 1P 15kA D-6A 1M | 109898 | TD3M15061D | 23.55
| MCB 1P 15kA D-10A 1M | 109904 | TD3M15101D | 21.04
| MCB 1P 15kA D-16A 1M | 109911 | TD3M15161D | 21.04
| MCB 1P 15kA D-20A 1M | 109928 | TD3M15201D | 21.04
| MCB 1P 15kA D-25A 1M | 109935 | TD3M15251D | 21.04
| MCB 1P 15kA D-32A 1M | 109942 | TD3M15321D | 21.04
| MCB 1P 15kA D-40A 1M | 109959 | TD3M15401D | 23.55
| MCB 1P 15kA D-50A 1M | 109966 | TD3M15501D | 31.35
| MCB 1P 15kA D-63A 1M | 109973 | TD3M15631D | 33.74
WALL-MOUNTED ELECTRICAL DISTRIBUTION
PRO-DB DISTRIBUTION BOARDS
TD3 MCBs
| TD3 M15 TYPE D 3P MCBS | Order Code | Catalogue Code | Price
| MCB 3P 15kA D-0.5A 3M | 108617 | TD3M150053D | 184.02
| MCB 3P 15kA D-1A 3M | 108624 | TD3M15013D | 117.54
| MCB 3P 15kA D-2A 3M | 108679 | TD3M15023D | 117.54
| MCB 3P 15kA D-3A 3M | 108686 | TD3M15033D | 119.45
| MCB 3P 15kA D-4A 3M | 108693 | TD3M15043D | 119.45
| MCB 3P 15kA D-6A 3M | 108709 | TD3M15063D | 99.34
| MCB 3P 15kA D-10A 3M | 108716 | TD3M15103D | 94.33
| MCB 3P 15kA D-16A 3M | 108723 | TD3M15163D | 94.33
| MCB 3P 15kA D-20A 3M | 108730 | TD3M15203D | 94.33
| MCB 3P 15kA D-25A 3M | 108747 | TD3M15253D | 94.33
| MCB 3P 15kA D-32A 3M | 108754 | TD3M15323D | 94.33
| MCB 3P 15kA D-40A 3M | 108761 | TD3M15403D | 99.34
| MCB 3P 15kA D-50A 3M | 108778 | TD3M15503D | 99.34
| MCB 3P 15kA D-63A 3M | 108785 | TD3M15633D | 110.45
| TD3 RCBO TYPE C SINGLE MODULE | Order Code | Catalogue Code | Price
| RCBO 1P 10kA C-6A 30mA A | 107597 | TD3RCBO100630MA1CA | 157.87
| RCBO 1P 10kA C-10A 30mA A | 107603 | TD3RCBO101030MA1CA | 157.87
| RCBO 1P 10kA C-16A 30mA A | 107610 | TD3RCBO101630MA1CA | 157.87
| RCBO 1P 10kA C-20A 30mA A | 107627 | TD3RCBO102030MA1CA | 157.87
| RCBO 1P 10kA C-25A 30mA A | 107634 | TD3RCBO102530MA1CA | 157.87
| RCBO 1P 10kA C-32A 30mA A | 107641 | TD3RCBO103230MA1CA | 157.87
| RCBO 1P 10kA C-40A 30mA A | 107658 | TD3RCBO104030MA1CA | 157.87
| RCBO 1P 10kA C-45A 30mA A | 107665 | TD3RCBO104530MA1CA | 157.87
| TD3 RCBO TYPE B SINGLE MODULE | Order Code | Catalogue Code | Price
| RCBO 1P 10kA B-6A 30mA A | 107511 | TD3RCBO100630MA1BA | 157.87
| RCBO 1P 10kA B-10A 30mA A | 107528 | TD3RCBO101030MA1BA | 157.87
| RCBO 1P 10kA B-16A 30mA A | 107535 | TD3RCBO101630MA1BA | 157.87
| RCBO 1P 10kA B-20A 30mA A | 107542 | TD3RCBO102030MA1BA | 157.87
| RCBO 1P 10kA B-25A 30mA A | 107559 | TD3RCBO102530MA1BA | 157.87
| RCBO 1P 10kA B-32A 30mA A | 107566 | TD3RCBO103230MA1BA | 157.87
| RCBO 1P 10kA B-40A 30mA A | 107573 | TD3RCBO104030MA1BA | 157.87
| RCBO 1P 10kA B-45A 30mA A | 107580 | TD3RCBO104530MA1BA | 157.87
WALL-MOUNTED ELECTRICAL DISTRIBUTION
PRO-DB DISTRIBUTION BOARDS
Extension Boxes
| EXTENSION BOXES | Code | Price
| 1Row 16MOD Din Extension Box 125A DB | TB125DINX16C | 203.87
| 2Row 32MOD Din Extension Box 125A DB | TB125DINX32C | 269.44
| 1Row 16MOD Din Extension Box 250A DB | TB250DINX16C | 203.84
| 2Row 32MOD Din Extension Box 250A DB | TB250DINX32C | 274.25
| 1Row 16MOD Din Ext Box Glazed 125A DB | TB125DINXG16 | 239.83
| 2Row 32MOD Din Ext Box Glazed 125A DB | TB125DINXG32 | 285.7
| 1Row 16MOD Din Ext Box Glazed 250A DB | TB250DINXG16 | 248.31
| 2Row 32MOD Din Ext Box Glazed 250A DB | TB250DINXG32 | 290.93
| Small Cable Spreader Box 125A DB | TBCABXS125C | 146.12
| Small Cable Spreader Box 250A DB | TBCABXS250C | 155.36
| Large Cable Spreader Box 125A DB | TBCABXL125C | 198.35
| Large Cable Spreader Box 250A DB | TBCABXL250C | 209.36
| Door Kit for Small Cable Box 125 & 250A | TBCABXSDRC | 193.4203
| Door Kit for Large Cable Box 125 & 250A | TBCABXLDRC | 211.8348
| 4 Way Half-Width Ext Box 125A DB | TBHX12504C | 184.17
| 6 Way Half-Width Ext Box 125A DB | TBHX12506C | 201.14
| 8 Way Half-Width Ext Box 125A DB | TBHX12508C | 229.13
| 8 Way Half-Width Ext Box 250A DB | TBHX25008C | 229.13
| 12 Way Half-Width Ext Box 125A DB | TBHX12512C | 268.08
| 12 Way Half-Width Ext Box 250A DB | TBHX25012C | 268.08
| 16 Way Half-Width Ext Box 125A DB | TBHX12516C | 327.83
| 16 Way Half-Width Ext Box 250A DB | TBHX25016C | 327.83
| 18 Way Half-Width Ext Box 250A DB | TBHX25018C | 364.74
| 24 Way Half-Width Ext Box 250A DB | TBHX25024C | 400.41
| Contactor Enclosure for 250A DB | TBCONENC250C | Contact Terasaki
| Half-Width Filler Box 125 DB | TBFB125C | 177.56
| Half-Width Filler Box 250 DB | TBFB250C | 177.56
WALL-MOUNTED ELECTRICAL DISTRIBUTION
PRO-DB DISTRIBUTION BOARDS
Accessories
| ACCESSORIES | Code | Price
| Meter Data Logger TCP/IP | TACCDATA | 2520.91
| Door Locking Kit for Type B DB 125 & 250A | TBACCLOCK | 24.21
| Spare Label Pack 125 & 250A | TBACCLAB | 10.72
| Single Phasing Kit for 125A DB | TBACC1251PK | 38.32
| Single Phasing Kit for 250A DB | TBACC2501PK | 52.4
| Touch-up Paint | TBACCPAINT | 35.4344
| 1P Busbar Blank | TBACCBLANK | 1.3
| Mechanical Connection Kit Horizontal/Vertical | TBACCCONN | 50.38
| Top Tap Off Kit for125 & 250A 125A & 250A | TBACCTOPTAP | 73.79
| Blue 100A Flexi Link 300mm | TBACCLINK100ABLUE | 6.7294
| Brown 100A Flexi Link 500mm | TBACCLINK100ABLACK | 10.3582
| Keylock for Type A DB | TAACCLOCK | 37.27
| 125A 1M Terminal Block | TAACCTER125 | 14.36
| TP Earth Bar Kit High Integrity, 2 x 15 terminals | TBACCEARKIT | 112.43
| TP Earth Bar Kit Clean, 2 x 15 terminals | TBACCCEARKIT | 112.93
| Metal Gland Plate - 1.5MM for 125A DB | TBACC125GLS | 48.4735
| Metal Gland Plate - 1.5MM for 250A DB | TBACC250GLS | 65.358
| Padlock Device for TD3 | TD3LOK | 25.8116

## Resilience & Resilience Plus PB
Protection and Distribution 1A to 6300A
Our Price List. Effective from 1st June 2025
Hyperlinks
Resilience & Resilience | Resilience_Panelboards
Plus Panelboards | Resilience_Accessories_&_Add_On_Units
Resilience_Incoming_&_Outgoing_Devices
Resilience_Plus_Panelboards
Resilience_Plus_Incoming_Devices
Resilience_Plus_Outgoing_Devices
MCCB_Accessories
WALL-MOUNTED ELECTRICAL DISTRIBUTION
RESILIENCE PANELBOARDS
Resilience Panelboards
| Description |  | Code | Price
| Panelboard 250A 4 way TM Outgoing MCCB 125A |  | TRS25004TM125 | 1448.19
| Panelboard 250A 6 way TM Outgoing MCCB 125A |  | TRS25006TM125 | 1557.11
| Panelboard 250A 8 way TM Outgoing MCCB 125A |  | TRS25008TM125 | 1864.37
| Panelboard 250A 12 way TM Outgoing MCCB 125A |  | TRS25012TM125 | 2057.61
| Panelboard 400A 6 way TM Outgoing MCCB 125A |  | TRS40006TM125 | 1634.29
| Panelboard 400A 8 way TM Outgoing MCCB 125A |  | TRS40008TM125 | 1931.43
| Panelboard 400A 12 way TM Outgoing MCCB 125A |  | TRS40012TM125 | 2228.57
| Panelboard 400A 18 way TM Outgoing MCCB 125A |  | TRS40018TM125 | 2971.43
Resilience Accessories
| Description |  | Code | Price
| Neutral Link for 250AF 3P Incomer |  | TRS250NLPB | 107.58
| 400A Neutral Link (for 400/630AF 3P incoming device) |  | TRS400NLPB | 121.75
| Blank Piece for TB2 Lite 160AF 3P |  | TRS1603BP | 6.8
| Cylinder Door Lock with Keys |  | TRCDLK | 22.42
Resilience Add-on Units
| Description |  | Code | Price
| Cable Spreader Box |  | TRSCSB | 244.09
| 32 way Service Centre |  | TRSSC32 | 268.81
WALL-MOUNTED ELECTRICAL DISTRIBUTION
RESILIENCE PANELBOARDS
Resilience Incoming Devices
| Description |  | Code | Price
| S250-SN 3P 250A Switch Disconnector |  | 930942 | 369.6
| S250-SN 4P 250A Switch Disconnector |  | 930973 | 492.02
| E250-SJ 3P 160A FC MCCB |  | 930508 | 355.95
| E250-SJ 3P 200A FC MCCB |  | 930515 | 490.97
| E250-SJ 3P 250A FC MCCB |  | 930522 | 552.34
| E250-SJ 4P 160A FC MCCB |  | 930607 | 498.35
| E250-SJ 4P 200A FC MCCB |  | 930614 | 687.36
| E250-SJ 4P 250A FC MCCB |  | 930621 | 773.28
| 250A Direct Connection Kit |  | TRSDC250 | 153.07
| S400-NN 3P 400A Switch Disconnector |  | 381553 | 885.12
| S400-NN 4P 400A Switch Disconnector |  | 381577 | 1181.25
| S400-NJ 3P 250A FC MCCB |  | 378720 | 1011.79
| S400-NJ 4P 250A FC MCCB |  | 378843 | 1391.2
| S400-NJ 3P 400A FC MCCB |  | 378737 | 1011.79
| S400-NJ 4P 400A FC MCCB |  | 378850 | 1391.2
| 400A Direct Connection Kit |  | TRSDC400 | 153.07
Resilience Outgoing Devices
| Description | Breaking capacity | Code | Price
| E160-SF 1P 16A FW MCCB | TemBreak 2 Lite Icu = 25kA at 400Vac | 591761 | 132.75
| E160-SF 1P 20A FW MCCB |  | 591778 | 132.75
| E160-SF 1P 25A FW MCCB |  | 591785 | 132.75
| E160-SF 1P 32A FW MCCB |  | 591792 | 132.75
| E160-SF 1P 40A FW MCCB |  | 591808 | 132.75
| E160-SF 1P 50A FW MCCB |  | 591815 | 132.75
| E160-SF 1P 63A FW MCCB |  | 591822 | 132.75
| E160-SF 1P 80A FW MCCB |  | 591839 | 132.75
| E160-SF 1P 100A FW MCCB |  | 591846 | 132.75
| E160-SF 1P 125A FW MCCB |  | 591853 | 139.85
| S160-SCJ 3P 25A FW MCCB |  | 591983 | 226.45
| S160-SCJ 3P 32A FW MCCB |  | 598890 | 226.45
| S160-SCJ 3P 40A FW MCCB |  | 591990 | 226.45
| S160-SCJ 3P 63A FW MCCB |  | 592003 | 226.45
| S160-SCJ 3P 80A FW MCCB |  | 592010 | 226.45
| S160-SCJ 3P 100A FW MCCB |  | 592027 | 244.26
| S160-SCJ 3P 125A FW MCCB |  | 592034 | 259.4
WALL-MOUNTED ELECTRICAL DISTRIBUTION
RESILIENCE PANELBOARDS
Resilience Surge Protection
| Description |  | Code | Price
| Surge Protection Kit Type 1 |  | TRSSPT1 | 2311.57
| Surge Protection Kit Type 2 |  | TRSSPT2 | 1054.15
| Surge Unit Type 1 (incl in TRSSPT1) |  | TRSSU3PNT1 | 1763.65
| Surge Unit Type 2 (incl in TRSSPT2) |  | TRSSU3PNT2 | 660.83
Resilience Metering Kits
| Description |  | Code | Price
| 250A incoming Meter Kit |  | TRS250MK | 780.99
| 400A incoming Meter Kit |  | TRS400MK | 859.09
| 125A Outgoing Meter Kit |  | TRS125MK | 581.07
| 125A Outgoing Additional Meter Kit |  | TRS125MKA | 538.89
| 250A incoming MID Meter Kit |  | TRS250MKM | 752.4
| 400A incoming MID Meter Kit |  | TRS400MKM | 827.64
| 125A Outgoing MID Meter Kit |  | TRS125MKM | 559.79
| 125A Outgoing Additional MID Meter Kit |  | TRS125MKMA | 519.16
Resilience Metering Loose Items
| Description |  | Code | Price
| Single Channel DIN mtd Meter |  | TRSSMD1 | 472.95
| Single Channel DIN MID mtd Meter |  | TRSSMMD1 | 571.26
| 25mm CT 3Phase 125A/330mV |  | TR25CT125 | 95.57
| 35mm CT 3Phase 250A/330mV |  | TR35CT250 | 84.04
| 45mm CT 3Phase 400A/330mV |  | TR45CT400 | 90.68
| RJ45 CT Cable PVC 0.5m |  | TRRJ45CC05 | 4.07
| RJ45 CT Cable PVC 1.0m |  | TRRJ45CC10 | 4.89
| RJ45 CT Cable PVC 1.5m |  | TRRJ45CC15 | 7.73
| Meter Voltage Supply Cable PVC 1.0m |  | TRMVSC10 | 42.33
WALL-MOUNTED ELECTRICAL DISTRIBUTION
RESILIENCE PLUS PANELBOARDS
Resilience Plus Form 3a Panelboards suitable for Thermal Magnetic Outgoing MCCBs
| Description |  | Code | Price
| Panelboard 400A 6 way TM |  | TRP40006TM250 | 1218.42
| Panelboard 400A 12 way TM |  | TRP40012TM250 | 1621.01
| Panelboard 400A 18 way TM |  | TRP40018TM250 | 2438.99
| Panelboard 800A 6 way TM |  | TRP80006TM250 | 1782.86
| Panelboard 800A 12 way TM |  | TRP80012TM250 | 2228.57
| Panelboard 800A 18 way TM |  | TRP80018TM250 | 3120
Resilience Plus Form 3a Panelboards suitable for Thermal Magnetic or Electronic Outgoing MCCBs
| Description |  | Code | Price
| Panelboard 400A 6 way Outgoing Electronic MCCB Option |  | TRP40006ELE250 | 1761.74
| Panelboard 400A 12 way Outgoing Electronic MCCB Option |  | TRP40012ELE250 | 2450.74
| Panelboard 400A 18 way Outgoing Electronic MCCB Option |  | TRP40018ELE250 | 3547.36
| Panelboard 800A 6 way Outgoing Electronic MCCB Option |  | TRP80006ELE250 | 2428.66
| Panelboard 800A 12 way Outgoing Electronic MCCB Option |  | TRP80012ELE250 | 3163.87
| Panelboard 800A 18 way Outgoing Electronic MCCB Option |  | TRP80018ELE250 | 4376.06
| Panelboard 800A 2 way Outgoing MCCB 400AF |  | TRP80002TM400 | 1891.23
WALL-MOUNTED ELECTRICAL DISTRIBUTION
RESILIENCE PLUS PANELBOARDS
Resilience Plus Form 3b Panelboards suitable for Thermal Magnetic or Electronic Outgoing MCCBs
| Description |  | Code | Price
| PB 400A 6w Outg Electronic MCCB Option Form 3B Type 2 |  | TRP40006ELE2250 | 2013.35
| PB 400A 12w Outg Electronic MCCB Option Form 3B Type 2 |  | TRP40012ELE2250 | 2896.21
| PB 400A 18w Outg Electronic MCCB Option Form 3B Type 2 |  | TRP40018ELE2250 | 3931.65
| PB 800A 6w Outg Electronic MCCB Option Form 3B Type 2 |  | TRP80006ELE2250 | 2722.65
| PB 800A 12w Outg Electronic MCCB Option Form 3B Type 2 |  | TRP80012ELE2250 | 3714.31
| PB 800A 18w Outg Electronic MCCB Option Form 3B Type 2 |  | TRP80018ELE2250 | 5069.05
400A Incomer for Resilience Plus Panelboard
| Description |  | Code | Price
| Incomer Housing 250AF 250A |  | TRP250INC | 552.76
| 400A/630A Incomer Housing (for 800AF incomer device) |  | TRPDHINC | 946.33
| 400A Direct Connection |  | TRP400DR | 522.22
800A Incomer for Resilience Plus Panelboard
| Description |  | Code | Price
| 400A/630A Incomer Housing (for 800AF incomer device) |  | TRPDHINC | 946.33
| 800A Incomer Housing (for 1250AF incomer device) |  | TRPHXINC | 1161.89
| 800A Direct Connection |  | TRP800DR | 681.9
WALL-MOUNTED ELECTRICAL DISTRIBUTION
RESILIENCE PLUS PANELBOARDS
Incoming Devices for 400A Panel Boards
| Description | Required Incomer Housing | Code | Price
| S250-SJ 3P 160A FC MCCB | Incomer Housing 250AF 250A (TRP250INC) | 930683 | 373.74
| S250-SJ 3P 200A FC MCCB |  | 930690 | 515.54
| S250-SJ 3P 250A FC MCCB |  | 930706 | 579.97
| S250-SJ 4P 160A FC MCCB |  | 930744 | 523.26
| S250-SJ 4P 200A FC MCCB |  | 930751 | 721.74
| S250-SJ 4P 250A FC MCCB |  | 930768 | 811.92
| S250-SN 3P 250A SW DISC |  | 930942 | 369.6
| S250-SN 4P 250A SW DISC |  | 930973 | 492.02
| S800-NN 3P 400A FC Switch Disconnector | 400A/630A Incomer Housing (for 800AF incomer device) (TRPDHINC) | 106101 | 1348.5
| S800-NN 4P 400A FC Switch Disconnector |  | 106118 | 1977.77
| S800-NF 3P 400A FC MCCB |  | 497995 | 1428.8124
| S800-NF 4P 400A FC MCCB |  | 498008 | 2070.265
| 400A Direct Connection |  | TRP400DR | 522.22
Incoming Devices for 800A Panel Boards
| Description | Required Incomer Housing | Code | Price
| S800-NJ 3P 630A FC | 400A/630A Incomer Housing (for 800AF incomer device) (TRPDHINC) | 812149 | 1533.95
| S800-NJ 4P 630A FC |  | 812163 | 2240.09
| S800-NE 3P 630A FC Electronic |  | 812262 | 2042.35
| S800-NE 4P 630A FC Electronic |  | 812309 | 2680.02
| 800A Direct Connection |  | TRP800DR | 681.9
| S1250-NN 3P 800A FC Switch Disconnector | 800A Incomer Housing (for 1250AF incomer device) (TRPHXINC) | 106125 | 2191.35
| S1250-NN 4P 800A FC Switch Disconnector |  | 106132 | 2914.54
| S1250-SE A 3P 800A FC MCCB Electronic |  | 553240 | 3011.16
| S1250-SE A 4P 800A FC MCCB Electronic |  | 553400 | 4172
WALL-MOUNTED ELECTRICAL DISTRIBUTION
RESILIENCE PLUS PANELBOARDS
Incoming Accessories - Neutral Links
| Description |  | Code | Price
| Neutral link 250AF |  | TRP250NL | 122.94
| 400A/630A Neutral Link (for 800AF 3P incomer device) |  | TRPDHNL | 254.03
| 800A Neutral Link (for 1250AF 3P incomer device) |  | TRPHXNL | 354.46
Incoming Meters & Surge
| Description |  | Code | Price
| 250AF Meter Mounting Kit |  | TRP250MKE | 836.75
| 250AF MID Meter Mounting Kit |  | TRP250MKME | 806.11
| 250AF Incoming Surge Kit Type1 ELE |  | TRP250SK1E | 2616.37
| 250AF Incoming Surge Kit Type2 ELE |  | TRP250SK2E | 1044.77
| Incoming Meter Mounting Kit (for 800AF incomer device) |  | TRPDHMKE | 957.03
| Incoming MID Meter Mntg Kit (for 800AF incomer device) |  | TRPDHMKME | 984.99
| Incoming Surge Kit Type1 ELE (for 800AF incomer device) |  | TRPDHSK1E | 2656.7
| Incoming Surge Kit Type2 ELE (for 800AF incomer device) |  | TRPDHSK2E | 1082.07
| Incoming Meter Mounting Kit (for 1250AF incomer device) |  | TRPHXMKE | 1022.42
| Incoming MID Meter Mntg Kit (for 1250AF incomer device) |  | TRPHXMKME | 984.99
| Incoming Surge Kit Type1 EL (for 1250AF incomer device) |  | TRPHXSK1E | 2631.72
| Incoming Surge Kit Type2 EL (for 1250AF incomer device) |  | TRPHXSK2E | 1099.16
Panel Board Accessories & Add-on Enclosures
| Blank Piece for TB2 250AF 3P |  | TRP2503BP | 15.56
| 400A Busbar Interconnection Kit |  | TRPICK400 | 189.94
| 800A Busbar Interconnection Kit |  | TRPICK800 | 341.81
| Busbar Extension Kit |  | TRPEK | 102.01
| 24 Module Service Centre |  | TRPSCM24 | 359.69
| Service Centre Door Kit |  | TRPSCD | 73.01
| 1 Module General Purpose Enclosure |  | TRPEM1 | 264.51
| 2 Module General Purpose Enclosure |  | TRPEM2 | 317.41
| 3 Module General Purpose Enclosure |  | TRPEM3 | 440.85
| 4 Module General Purpose Enclosure |  | TRPEM4 | 493.74
| 5 Module General Purpose Enclosure |  | TRPEM5 | 581.92
| 6 Module General Purpose Enclosure |  | TRPEM6 | 639.23
| 1 Module Cableway |  | TRPCM1 | 175.48
| 2 Module Cableway |  | TRPCM2 | 201.81
| 3 Module Cableway |  | TRPCM3 | 232.51
| 4 Module Cableway |  | TRPCM4 | 236.91
| 5 Module Cableway |  | TRPCM5 | 289.55
| 6 Module Cableway |  | TRPCM6 | 315.87
| 8 Module Cableway |  | TRPCM8 | 377.29
| 2 Module Cableway Metering Door Kit |  | TRPCMD2 | 71.09
| 3 Module Cableway Metering Door Kit |  | TRPCMD3 | 83.04
| 4 Module Cableway Metering Door Kit |  | TRPCMD4 | 134.17
| 5 Module Cableway Metering Door Kit |  | TRPCMD5 | 161.06
| 6 Module Cableway Metering Door Kit |  | TRPCMD6 | 201.47
| 8 Module Cableway Metering Door Kit |  | TRPCMD8 | 230.79
| 2 way Door Kit |  | TRPDK02 | 103.44
| 6 way Door Kit |  | TRPDK06 | 147.07
| 12 way Door Kit |  | TRPDK12 | 173.04
| 18 way Door Kit |  | TRPDK18 | 198.97
WALL-MOUNTED ELECTRICAL DISTRIBUTION
RESILIENCE PLUS PANELBOARDS
Resilience Plus 6, 12 & 18 way - Outgoing Devices
| Description | Breaking capacity | Code | Price
| S160-NF 1P 16A FC MCCB | TemBreak 2 Icu = 25kA at 400Vac | 326707 | 153.42
| S160-NF 1P 20A FC MCCB |  | 326714 | 153.42
| S160-NF 1P 25A FC MCCB |  | 326721 | 153.42
| S160-NF 1P 32A FC MCCB |  | 326738 | 153.42
| S160-NF 1P 40A FC MCCB |  | 326745 | 153.42
| S160-NF 1P 50A FC MCCB |  | 326752 | 153.42
| S160-NF 1P 63A FC MCCB |  | 326769 | 153.42
| S160-NF 1P 80A FC MCCB |  | 326776 | 153.42
| S160-NF 1P 100A FC MCCB |  | 326783 | 153.42
| S160-NF 1P 125A FC MCCB |  | 326790 | 153.42
| S160-NF 1P 160A FC MCCB |  | 326806 | 153.42
| S160-NJ 3P 20A FC MCCB | Icu = 30kA | 326837 | 304.36
| S160-NJ 3P 32A FC MCCB | Icu = 30kA | 326844 | 304.36
| S160-NJ 3P 50A FC MCCB | TemBreak 2 Icu = 36kA at 400Vac | 326851 | 304.36
| S160-NJ 3P 63A FC MCCB |  | 326868 | 304.36
| S160-NJ 3P 100A FC MCCB |  | 326875 | 370.1
| S160-NJ 3P 125A FC MCCB |  | 326882 | 370.1
| S160-NJ 3P 160A FC MCCB |  | 326899 | 370.1
| S250-NJ 3P 200A FC MCCB |  | 312052 | 511.32
| S250-NJ 3P 250A FC MCCB |  | 312038 | 584.36
| S160-GJ 3P 50A FC MCCB | TemBreak 2 Icu = 65kA at 400Vac | 327025 | 316.51
| S160-GJ 3P 63A FC MCCB |  | 327032 | 316.51
| S160-GJ 3P 100A FC MCCB |  | 327049 | 389.59
| S160-GJ 3P 125A FC MCCB |  | 327056 | 389.59
| S160-GJ 3P 160A FC MCCB |  | 327063 | 389.59
| S250-GJ 3P 200A FC MCCB |  | 312250 | 560
| S250-GJ 3P 250A FC MCCB |  | 312236 | 608.73
| S250-NE A U 3P 40A FC Electronic | TemBreak 2 Icu = 36kA at 400Vac | 331701 | 449.11
| S250-NE A U 3P 125A FC Electronic |  | 331800 | 449.11
| S250-NE A U 3P 160A FC MCCB |  | 337802 | 644.01
| S250-NE A U 3P 250A FC Electronic |  | 331909 | 893.13
| S250-GE A U 3P 40A FC Electronic | TemBreak 2 Icu = 65kA at 400Vac | 332005 | 483.01
| S250-GE A U 3P 125A FC Electronic |  | 332104 | 483.01
| S250-GE A U 3P 160A FC MCCB |  | 337925 | 669.44
| S250-GE A U 3P 250A FC Electronic |  | 332203 | 957.54
| S250-SJ 3P 50A FC MCCB | TemBreak 2 Lite Icu = 40kA at 400Vac | 933561 | 293.86
| S250-SJ 3P 63A FC MCCB |  | 933578 | 293.86
| S250-SJ 3P 100A FC MCCB |  | 933585 | 373.74
| S250-SJ 3P 125A FC MCCB |  | 933592 | 373.74
| S250-SJ 3P 160A FC MCCB |  | 930683 | 373.74
| S250-SJ 3P 200A FC MCCB |  | 930690 | 515.54
| S250-SJ 3P 250A FC MCCB |  | 930706 | 579.97
Resilience Plus Twin 400AF - Outgoing Devices
| Description | Breaking capacity | Code | Price
| S400-NJ 3P 250A FC MCCB | TemBreak 2 Icu = 50kA at 400Vac | 378720 | 1011.79
| S400-NJ 3P 400A FC MCCB |  | 378737 | 1011.79
| S400-NE A U 3P 250A FC Electronic |  | 379604 | 1112.92
| S400-NE A U 3P 400A FC Electronic |  | 379628 | 1112.92
WALL-MOUNTED ELECTRICAL DISTRIBUTION
RESILIENCE & RESILIENCE PLUS PANELBOARDS
MCCB Accessories - TB2 Lite
| Description |  | Code | Price
| Auxiliary Switch (AX) TB2L |  | 002489 | 26.76
| Alarm Switch (AL) TB2L |  | 002557 | 26.76
| Shunt Trip AC 100-120V TB2L |  | 003417 | 87.52
| Shunt Trip AC 200-240V TB2L |  | 003424 | 87.52
| Shunt Trip AC 380-450V TB2L |  | 003431 | 87.52
| Shunt Trip DC 24V TB2L |  | 003448 | 87.52
| Shunt Trip DC 48V TB2L |  | 003455 | 87.52
| Shunt Trip DC 100-120V TB2L |  | 003462 | 87.52
| Shunt Trip DC 200-240V TB2L |  | 003479 | 87.52
| Under Voltage Release AC 100-120V TB2L |  | 003547 | 109.43
| Under Voltage Release AC 200-240V TB2L |  | 003554 | 109.43
| Under Voltage Release AC 380-450V TB2L |  | 003561 | 109.43
| Under Voltage Release DC 24V TB2L |  | 003578 | 109.43
| Under Voltage Release DC 100-120VTB2L |  | 003585 | 109.43
| Under Voltage Release DC 200-240V TB2L |  | 003592 | 109.43
| Handle Lock (HL) |  | 064906 | 18.09
| TB2 LITE Terminal Cover (1) 160A 3P short |  | 065453 | 20.13
| Terminal Cover FC (1) 250AF 3P E S Type Long |  | 080456 | 22.4
| 4 Internal 1-cable Clamps for TB2L 250 |  | 062247 | 72.95
| 3 Internal 1-cable Clamps for TB2L 250 |  | 062254 | 97.26
| 1 Interpole Barrier TB2L 250 |  | 065729 | 3.48
| Terminal Cover Lock TB2 Lite 250AF |  | 065644 | 3.15
| Terminal Cover 4P, 1 cover (long) |  | 065316 | 31.31
| Terminal Cover 3P, 1 cover (long) |  | 065309 | 22.38
MCCB Accessories - TB2 up to 400A
| Description |  | Code | Price
| Auxiliary Switch (AX) TB2 |  | 000348 | 26.79
| Alarm Switch (AL) TB2 |  | 000744 | 26.79
| Shunt Trip AC 100-120V TB2 |  | 000904 | 87.65
| Shunt Trip AC 200-240V TB2 |  | 000911 | 87.65
| Shunt Trip AC 380-450V TB2 |  | 000928 | 87.65
| Shunt Trip DC 12V TB2 |  | 000973 | 87.65
| Shunt Trip DC 24V TB2 |  | 000935 | 87.65
| Shunt Trip DC 48V TB2 |  | 000942 | 87.65
| Shunt Trip DC 100-120V TB2 |  | 000959 | 87.65
| Shunt Trip DC 200-240V TB2 |  | 000966 | 87.65
| Under Voltage Release AC 100-120V TB2 |  | 001208 | 109.58
| Under Voltage Release AC 200-240V TB2 |  | 001215 | 109.58
| Under Voltage Release AC 380-450V TB2 |  | 001222 | 109.58
| Under Voltage Release DC 24V TB2 |  | 001239 | 109.58
| Under Voltage Release DC 100-120V TB2 |  | 001246 | 109.58
| Under Voltage Release DC 200-240V TB2 |  | 001253 | 109.58
WALL-MOUNTED ELECTRICAL DISTRIBUTION
RESILIENCE & RESILIENCE PLUS PANELBOARDS
MCCB Accessories - TB2 Range Specified
| Description |  | Code | Price
| Cable clamps (3) 250AF 3P |  | 081354 | 73.04
| Cable clamps (4) 250AF 3P |  | 081361 | 97.36
| Terminal Cover short (1) 250AF 3P |  | 080517 | 22.4
| Terminal Cover ST (1) 250AF 3P for cable clamps |  | 080586 | 22.4
| 1 Interpole Barrier 400-1600AF |  | 043338 | 3.91
| Toggle Lock for 125/250AF |  | 037016 | 18.1
| Toggle Lock S400-1000A |  | 037306 | 24.65
| Toggle Lock S1250-1600A |  | 035326 | 54.12
| Flat Bar 400AF AI (3) |  | 010323 | 42.57
| Flat Bar 400AF AI (4) |  | 010330 | 55.99
| Terminal Cover FC (1) 400-630AF 3P Wide |  | 081347 | 41.37
| Terminal Cover FC (1) 400-630AF 4P Wide |  | 080814 | 55.04
| Flat Bar 630A (3) Extension Bar for S800 |  | 067938 | 53.92
| Flat Bar 630A (4) Extension Bar for S800 |  | 067945 | 59.32
| Terminal Cover PMB (1) 800AF 3P |  | 045769 | 62.84
| Terminal Cover PMB (1) 800AF 4P |  | 045776 | 104.73
| Terminal Cover FC 3P (1) 1250AF |  | 081088 | 56.15
| Terminal Cover FC 4P (1) 1250AF |  | 081095 | 74.8
| Terminal Cover FC (1) 160AF 1P E S type long |  | 080449 | 9.76
Resilience Plus Metering Loose Items
| Description |  | Code | Price
| Single Channel DIN mtd Meter |  | TRSSMD1 | 472.95
| Single Channel panel mtd Meter |  | TRSSMP1 | 579.18
| Single Channel DIN MID mtd Meter |  | TRSSMMD1 | 571.26
| Single Channel panel MID mtd Meter |  | TRSSMMP1 | 604.39
| Meter supply loom |  | TRPMSL | 97.22
| 70mm CT 3Phase 800A/330mV |  | TR70CT800 | 146.6
| 35mm CT 3Phase 60A/330mV |  | TR35CT60 | 84.04
| 35mm CT 3Phase 100A/330mV |  | TR35CT100 | 84.04
| 35mm CT 3Phase 125A/330mV |  | TR35CT125 | 84.04
| 35mm CT 3Phase 200A/330mV |  | TR35CT200 | 84.04
| 35mm CT 3Phase 250A/330mV |  | TR35CT250 | 84.04
| 70mm CT 3Phase 800A/330mV |  | TR70CT800 | 146.6
| Meter Voltage Supply Cable PVC 0.3m |  | TRMVSC03 | 28.56
| RJ45 CT Cable PVC 0.5m |  | TRRJ45CC05 | 4.07
| RJ45 CT Cable PVC 1.0m |  | TRRJ45CC10 | 4.89

## TD3 Din Modular Protection
Protection and Distribution 1A to 6300A
Our Price List. Effective from 1st June 2025
Hyperlinks
TD3 DIN Modular | Miniature_Circuit_Breakers_TD3_M06_6kA
Protection | Miniature_Circuit_Breakers_TD3_M15_10kA
Miniature_Circuit_Breakers_TD3XA_10kA__80___125A
Residual_Current_Circuit_Breakers_TD3 RCCB__2_Pole
Residual_Current_Circuit_Breakers_TD3 RCCB__4_Pole
TD3_RCBO__single_module_RCBO___Neutral_Tail
TD3_RCBO_1P_N_6kA_2_Module
Insulated_Busbar_for_TD3_M06___TD3_M10
Residual_Current_Blocks_for_TD3_M06___M10
Residual_Current_block_for_TD3XA_MCB
DIN_MODULAR_CONTROL___COMMAND
PROGRAMMING_AND_MEASUREMENT
SURGE_PROTECTION
DIN MODULAR PROTECTION
TD3 DIN MODULAR PROTECTION
Miniature Circuit Breakers TD3 M06 6kA
Type B
| Description |  | Catalogue Code | Price
| MCB 1P 6kA B-6A 1M | 100000 | TD3M06061B | 17.53
| MCB 1P 6kA B-10A 1M | 100017 | TD3M06101B | 16.32
| MCB 1P 6kA B-16A 1M | 100024 | TD3M06161B | 16.32
| MCB 1P 6kA B-20A 1M | 100031 | TD3M06201B | 16.32
| MCB 1P 6kA B-25A 1M | 100048 | TD3M06251B | 16.32
| MCB 1P 6kA B-32A 1M | 100055 | TD3M06321B | 16.32
| MCB 1P 6kA B-40A 1M | 100062 | TD3M06401B | 17.53
| MCB 1P 6kA B-50A 1M | 100079 | TD3M06501B | 27.35
| MCB 1P 6kA B-63A 1M | 100086 | TD3M06631B | 29.73
| Description |  | Catalogue Code | Price
| MCB 2P 6kA B-6A 2M | 100093 | TD3M06062B | 68.02
| MCB 2P 6kA B-10A 2M | 100109 | TD3M06102B | 64.9
| MCB 2P 6kA B-16A 2M | 100116 | TD3M06162B | 64.9
| MCB 2P 6kA B-20A 2M | 100123 | TD3M06202B | 64.9
| MCB 2P 6kA B-25A 2M | 100130 | TD3M06252B | 64.9
| MCB 2P 6kA B-32A 2M | 100147 | TD3M06322B | 64.9
| MCB 2P 6kA B-40A 2M | 100154 | TD3M06402B | 69.89
| MCB 2P 6kA B-63A 2M | 100178 | TD3M06632B | 75.87
| Description |  | Catalogue Code | Price
| MCB 3P 6kA B-6A 3M | 100185 | TD3M06063B | 92.14
| MCB 3P 6kA B-10A 3M | 100192 | TD3M06103B | 84.88
| MCB 3P 6kA B-16A 3M | 100208 | TD3M06163B | 84.88
| MCB 3P 6kA B-20A 3M | 100215 | TD3M06203B | 84.88
| MCB 3P 6kA B-25A 3M | 100222 | TD3M06253B | 84.88
| MCB 3P 6kA B-32A 3M | 100239 | TD3M06323B | 84.88
| MCB 3P 6kA B-40A 3M | 100246 | TD3M06403B | 95.89
| MCB 3P 6kA B-50A 3M | 100253 | TD3M06503B | 95.89
| MCB 3P 6kA B-63A 3M | 100260 | TD3M06633B | 104.42
DIN MODULAR PROTECTION
TD3 DIN MODULAR PROTECTION
Miniature Circuit Breakers TD3 M06 6kA
Type B
| Description |  | Catalogue Code | Price
| MCB 4P 6kA B-6A 4M | 100277 | TD3M06064B | 161.57
| MCB 4P 6kA B-10A 4M | 100284 | TD3M06104B | 145.02
| MCB 4P 6kA B-16A 4M | 100291 | TD3M06164B | 145.02
| MCB 4P 6kA B-20A 4M | 100307 | TD3M06204B | 145.02
| MCB 4P 6kA B-25A 4M | 100314 | TD3M06254B | 145.02
| MCB 4P 6kA B-32A 4M | 100321 | TD3M06324B | 145.02
| MCB 4P 6kA B-40A 4M | 100338 | TD3M06404B | 167.18
| MCB 4P 6kA B-50A 4M | 100345 | TD3M06504B | 167.18
| MCB 4P 6kA B-63A 4M | 100352 | TD3M06634B | 175.95
Type C
| Description |  | Catalogue Code | Price
| MCB 1P 6kA C-6A 1M | 100369 | TD3M06061C | 17.53
| MCB 1P 6kA C-10A 1M | 100376 | TD3M06101C | 16.32
| MCB 1P 6kA C-16A 1M | 100383 | TD3M06161C | 16.32
| MCB 1P 6kA C-20A 1M | 100390 | TD3M06201C | 16.32
| MCB 1P 6kA C-25A 1M | 100406 | TD3M06251C | 16.32
| MCB 1P 6kA C-32A 1M | 100413 | TD3M06321C | 16.32
| MCB 1P 6kA C-40A 1M | 100420 | TD3M06401C | 17.53
| MCB 1P 6kA C-50A 1M | 100437 | TD3M06501C | 27.35
| MCB 1P 6kA C-63A 1M | 100444 | TD3M06631C | 29.73
| Description |  | Catalogue Code | Price
| MCB 2P 6kA C-6A 2M | 100543 | TD3M06062C | 68.02
| MCB 2P 6kA C-10A 2M | 100550 | TD3M06102C | 64.9
| MCB 2P 6kA C-16A 2M | 100567 | TD3M06162C | 64.9
| MCB 2P 6kA C-20A 2M | 100574 | TD3M06202C | 64.9
| MCB 2P 6kA C-25A 2M | 100581 | TD3M06252C | 64.9
| MCB 2P 6kA C-32A 2M | 100598 | TD3M06322C | 64.9
| MCB 2P 6kA C-40A 2M | 100604 | TD3M06402C | 69.89
| MCB 2P 6kA C-50A 2M | 100611 | TD3M06502C | 69.89
| MCB 2P 6kA C-63A 2M | 100628 | TD3M06632C | 75.87
DIN MODULAR PROTECTION
TD3 DIN MODULAR PROTECTION
Miniature Circuit Breakers TD3 M06 6kA
Type C
| Description |  | Catalogue Code | Price
| MCB 3P 6kA C-6A 3M | 100635 | TD3M06063C | 92.14
| MCB 3P 6kA C-10A 3M | 100642 | TD3M06103C | 84.88
| MCB 3P 6kA C-16A 3M | 100659 | TD3M06163C | 84.88
| MCB 3P 6kA C-20A 3M | 100666 | TD3M06203C | 84.88
| MCB 3P 6kA C-25A 3M | 100673 | TD3M06253C | 84.88
| MCB 3P 6kA C-32A 3M | 100680 | TD3M06323C | 84.88
| MCB 3P 6kA C-40A 3M | 100697 | TD3M06403C | 95.89
| MCB 3P 6kA C-50A 3M | 100703 | TD3M06503C | 95.89
| MCB 3P 6kA C-63A 3M | 100710 | TD3M06633C | 104.42
| Description |  | Catalogue Code | Price
| MCB 4P 6kA C-6A 4M | 100819 | TD3M06064C | 161.57
| MCB 4P 6kA C-10A 4M | 100826 | TD3M06104C | 145.02
| MCB 4P 6kA C-16A 4M | 100833 | TD3M06164C | 145.02
| MCB 4P 6kA C-20A 4M | 100840 | TD3M06204C | 145.02
| MCB 4P 6kA C-25A 4M | 100857 | TD3M06254C | 145.02
| MCB 4P 6kA C-32A 4M | 100864 | TD3M06324C | 145.02
| MCB 4P 6kA C-40A 4M | 100871 | TD3M06404C | 167.18
| MCB 4P 6kA C-50A 4M | 100888 | TD3M06504C | 167.18
| MCB 4P 6kA C-63A 4M | 100895 | TD3M06634C | 175.95
DIN MODULAR PROTECTION
TD3 DIN MODULAR PROTECTION
Miniature Circuit Breakers TD3 M15, 10kA BS EN 60898-2, 15kA BS EN 60947-2
Type B
| Description |  | Catalogue Code | Price
| MCB 1P 15kA B-6A 1M | 109041 | TD3M15061B | 23.55
| MCB 1P 15kA B-10A 1M | 109058 | TD3M15101B | 21.04
| MCB 1P 15kA B-16A 1M | 109065 | TD3M15161B | 21.04
| MCB 1P 15kA B-20A 1M | 109072 | TD3M15201B | 21.04
| MCB 1P 15kA B-25A 1M | 109089 | TD3M15251B | 21.04
| MCB 1P 15kA B-32A 1M | 109096 | TD3M15321B | 21.04
| MCB 1P 15kA B-40A 1M | 109102 | TD3M15401B | 23.55
| MCB 1P 15kA B-50A 1M | 109119 | TD3M15501B | 31.35
| MCB 1P 15kA B-63A 1M | 109126 | TD3M15631B | 33.74
| Description |  | Catalogue Code | Price
| MCB 2P 15kA B-6A 2M | 109133 | TD3M15062B | 75.05
| MCB 2P 15kA B-10A 2M | 109140 | TD3M15102B | 70.1
| MCB 2P 15kA B-16A 2M | 109157 | TD3M15162B | 70.1
| MCB 2P 15kA B-20A 2M | 109164 | TD3M15202B | 70.1
| MCB 2P 15kA B-25A 2M | 109171 | TD3M15252B | 70.1
| MCB 2P 15kA B-32A 2M | 109188 | TD3M15322B | 70.1
| MCB 2P 15kA B-40A 2M | 109195 | TD3M15402B | 75.05
| MCB 2P 15kA B-50A 2M | 109201 | TD3M15502B | 75.05
| MCB 2P 15kA B-63A 2M | 109218 | TD3M15632B | 81.88
| Description |  | Catalogue Code | Price
| MCB 3P 10kA/15kA B-6A 3M | 109225 | TD3M15063B | 99.35
| MCB 3P 10kA/15kA B-10A 3M | 109232 | TD3M15103B | 94.31
| MCB 3P 10kA/15kA B-16A 3M | 109249 | TD3M15163B | 94.31
| MCB 3P 10kA/15kA B-20A 3M | 109256 | TD3M15203B | 94.31
| MCB 3P 10kA/15kA B-25A 3M | 109263 | TD3M15253B | 94.31
| MCB 3P 10kA/15kA B-32A 3M | 109270 | TD3M15323B | 94.31
| MCB 3P 10kA/15kA B-40A 3M | 109287 | TD3M15403B | 99.35
| MCB 3P 10kA/15kA B-50A 3M | 109294 | TD3M15503B | 99.35
| MCB 3P 10kA/15kA B-63A 3M | 109300 | TD3M15633B | 110.45
DIN MODULAR PROTECTION
TD3 DIN MODULAR PROTECTION
Miniature Circuit Breakers TD3 M15, 10kA BS EN 60898-1, 15kA BS EN 60947-2
Type B
| Description |  | Catalogue Code | Price
| MCB 4P 10kA/15kA B-6A 4M | 109317 | TD3M15064B | 180
| MCB 4P 10kA/15kA B-10A 4M | 109324 | TD3M15104B | 169.86
| MCB 4P 10kA/15kA B-16A 4M | 109331 | TD3M15164B | 169.86
| MCB 4P 10kA/15kA B-20A 4M | 109348 | TD3M15204B | 169.86
| MCB 4P 10kA/15kA B-25A 4M | 109355 | TD3M15254B | 169.86
| MCB 4P 10kA/15kA B-32A 4M | 109362 | TD3M15324B | 169.86
| MCB 4P 10kA/15kA B-40A 4M | 109379 | TD3M15404B | 180
| MCB 4P 10kA/15kA B-50A 4M | 109386 | TD3M15504B | 180
| MCB 4P 10kA/15kA B-63A 4M | 109393 | TD3M15634B | 180
Miniature Circuit Breakers TD3 M15, 10kA BS EN 60898-1, 15kA BS EN 60947-2
Type C
| Description |  | Catalogue Code | Price
| MCB 1P 10kA/15kA C-2A 1M | 105524 | TD3M15021C | 36.63
| MCB 1P 10kA/15kA C-4A 1M | 109416 | TD3M15041C | 36.63
| MCB 1P 10kA/15kA C-6A 1M | 109423 | TD3M15061C | 23.55
| MCB 1P 10kA/15kA C-10A 1M | 105531 | TD3M15101C | 21.04
| MCB 1P 10kA/15kA C-13A 1M | 105364 | TD3M15131C | 21.04
| MCB 1P 10kA/15kA C-16A 1M | 109447 | TD3M15161C | 21.04
| MCB 1P 10kA/15kA C-20A 1M | 109454 | TD3M15201C | 21.04
| MCB 1P 10kA/15kA C-25A 1M | 109461 | TD3M15251C | 21.04
| MCB 1P 10kA/15kA C-32A 1M | 109478 | TD3M15321C | 21.04
| MCB 1P 10kA/15kA C-40A 1M | 109485 | TD3M15401C | 23.55
| MCB 1P 10kA/15kA C-50A 1M | 109492 | TD3M15501C | 31.35
| MCB 1P 10kA/15kA C-63A 1M | 109508 | TD3M15631C | 33.74
| Description |  | Catalogue Code | Price
| MCB 2P 10kA/15kA C-2A 2M | 109515 | TD3M15022C | 81.19
| MCB 2P 10kA/15kA C-4A 2M | 109522 | TD3M15042C | 81.19
| MCB 2P 10kA/15kA C-6A 2M | 109539 | TD3M15062C | 75.05
| MCB 2P 10kA/15kA C-10A 2M | 109546 | TD3M15102C | 70.1
| MCB 2P 10kA/15kA C-13A 2M | 105371 | TD3M15132C | 70.09
| MCB 2P 10kA/15kA C-16A 2M | 109553 | TD3M15162C | 70.1
| MCB 2P 10kA/15kA C-20A 2M | 109560 | TD3M15202C | 70.1
| MCB 2P 10kA/15kA C-25A 2M | 109577 | TD3M15252C | 70.1
| MCB 2P 10kA/15kA C-32A 2M | 109584 | TD3M15322C | 70.1
| MCB 2P 10kA/15kA C-40A 2M | 109591 | TD3M15402C | 75.05
| MCB 2P 10kA/15kA C-50A 2M | 109607 | TD3M15502C | 75.05
| MCB 2P 10kA/15kA C-63A 2M | 109614 | TD3M15632C | 81.9
DIN MODULAR PROTECTION
TD3 DIN MODULAR PROTECTION
Miniature Circuit Breakers TD3 M15, 10kA BS EN 60898-1, 15kA BS EN 60947-2
Type C
| Description |  | Catalogue Code | Price
| MCB 3P 10kA/15kA C-2A 3M | 109621 | TD3M15023C | 117.54
| MCB 3P 10kA/15kA C-4A 3M | 109638 | TD3M15043C | 117.54
| MCB 3P 10kA/15kA C-6A 3M | 109645 | TD3M15063C | 99.35
| MCB 3P 10kA/15kA C-10A 3M | 109652 | TD3M15103C | 94.31
| MCB 3P 10kA/15kA C-13A 3M | 105388 | TD3M15133C | 94.31
| MCB 3P 10kA/15kA C-16A 3M | 109669 | TD3M15163C | 94.31
| MCB 3P 10kA/15kA C-20A 3M | 109676 | TD3M15203C | 94.31
| MCB 3P 10kA/15kA C-25A 3M | 109683 | TD3M15253C | 94.33
| MCB 3P 10kA/15kA C-32A 3M | 109690 | TD3M15323C | 94.31
| MCB 3P 10kA/15kA C-40A 3M | 109706 | TD3M15403C | 99.35
| MCB 3P 10kA/15kA C-50A 3M | 109713 | TD3M15503C | 99.35
| MCB 3P 10kA/15kA C-63A 3M | 109720 | TD3M15633C | 110.45
| Description |  | Catalogue Code | Price
| MCB 4P 10kA/15kA C-2A 4M | 109737 | TD3M15024C | 187.61
| MCB 4P 10kA/15kA C-4A 4M | 109744 | TD3M15044C | 187.61
| MCB 4P 10kA/15kA C-6A 4M | 109751 | TD3M15064C | 180
| MCB 4P 10kA/15kA C-10A 4M | 109768 | TD3M15104C | 169.86
| MCB 4P 10kA/15kA C-13A 4M | 105395 | TD3M15134C | 169.81
| MCB 4P 10kA/15kA C-16A 4M | 109775 | TD3M15164C | 169.86
| MCB 4P 10kA/15kA C-20A 4M | 109782 | TD3M15204C | 169.86
| MCB 4P 10kA/15kA C-25A 4M | 109799 | TD3M15254C | 169.86
| MCB 4P 10kA/15kA C-32A 4M | 109805 | TD3M15324C | 169.86
| MCB 4P 10kA/15kA C-40A 4M | 109812 | TD3M15404C | 180
| MCB 4P 10kA/15kA C-50A 4M | 109829 | TD3M15504C | 180
| MCB 4P 10kA/15kA C-63A 4M | 109836 | TD3M15634C | 180
DIN MODULAR PROTECTION
TD3 DIN MODULAR PROTECTION
Miniature Circuit Breakers TD3 M15, 10kA BS EN 60898-1, 15kA BS EN 60947-2
Type D
| Description |  | Catalogue Code | Price
| MCB 1P 10kA/15kA D-0.5A 1M | 109843 | TD3M150051D | 70.73
| MCB 1P 10kA/15kA D-1A 1M | 109850 | TD3M15011D | 41.51
| MCB 1P 10kA/15kA D-2A 1M | 109867 | TD3M15021D | 41.51
| MCB 1P 10kA/15kA D-3A 1M | 109874 | TD3M15031D | 49.89
| MCB 1P 10kA/15kA D-4A 1M | 109881 | TD3M15041D | 49.89
| MCB 1P 10kA/15kA D-6A 1M | 109898 | TD3M15061D | 23.55
| MCB 1P 10kA/15kA D-10A 1M | 109904 | TD3M15101D | 21.04
| MCB 1P 10kA/15kA D-16A 1M | 109911 | TD3M15161D | 21.04
| MCB 1P 10kA/15kA D-20A 1M | 109928 | TD3M15201D | 21.04
| MCB 1P 10kA/15kA D-25A 1M | 109935 | TD3M15251D | 21.04
| MCB 1P 10kA/15kA D-32A 1M | 109942 | TD3M15321D | 21.04
| MCB 1P 10kA/15kA D-40A 1M | 109959 | TD3M15401D | 23.55
| MCB 1P 10kA/15kA D-50A 1M | 109966 | TD3M15501D | 31.35
| MCB 1P 10kA/15kA D-63A 1M | 109973 | TD3M15631D | 33.74
| Description |  | Catalogue Code | Price
| MCB 2P 10kA/15kA D-0.5A 2M | 109980 | TD3M150052D | 135.44
| MCB 2P 10kA/15kA D-1A 2M | 109997 | TD3M15012D | 91.61
| MCB 2P 10kA/15kA D-2A 2M | 105456 | TD3M15022D | 91.6
| MCB 2P 10kA/15kA D-3A 2M | 105463 | TD3M15032D | 79.1
| MCB 2P 10kA/15kA D-4A 2M | 105470 | TD3M15042D | 79.1
| MCB 2P 10kA/15kA D-6A 2M | 105487 | TD3M15062D | 75.05
| MCB 2P 10kA/15kA D-10A 2M | 105494 | TD3M15102D | 70.1
| MCB 2P 10kA/15kA D-16A 2M | 105500 | TD3M15162D | 70.1
| MCB 2P 10kA/15kA D-20A 2M | 105517 | TD3M15202D | 70.1
| MCB 2P 10kA/15kA D-25A 2M | 108563 | TD3M15252D | 70.1
| MCB 2P 10kA/15kA D-32A 2M | 108570 | TD3M15322D | 70.1
| MCB 2P 10kA/15kA D-40A 2M | 108587 | TD3M15402D | 75.05
| MCB 2P 10kA/15kA D-50A 2M | 108594 | TD3M15502D | 75.05
| MCB 2P 10kA/15kA D-63A 2M | 108600 | TD3M15632D | 81.9
DIN MODULAR PROTECTION
TD3 DIN MODULAR PROTECTION
Miniature Circuit Breakers TD3 M15, 10kA BS EN 60898-1, 15kA BS EN 60947-2
Type D
| Description | Order Code | Catalogue Code | Price
| MCB 3P 10kA/15kA D-0.5A 3M | 108617 | TD3M150053D | 184.02
| MCB 3P 10kA/15kA D-1A 3M | 108624 | TD3M15013D | 117.54
| MCB 3P 10kA/15kA D-2A 3M | 108679 | TD3M15023D | 117.54
| MCB 3P 10kA/15kA D-3A 3M | 108686 | TD3M15033D | 119.45
| MCB 3P 10kA/15kA D-4A 3M | 108693 | TD3M15043D | 119.45
| MCB 3P 10kA/15kA D-6A 3M | 108709 | TD3M15063D | 99.34
| MCB 3P 10kA/15kA D-10A 3M | 108716 | TD3M15103D | 94.33
| MCB 3P 10kA/15kA D-16A 3M | 108723 | TD3M15163D | 94.33
| MCB 3P 10kA/15kA D-20A 3M | 108730 | TD3M15203D | 94.33
| MCB 3P 10kA/15kA D-25A 3M | 108747 | TD3M15253D | 94.33
| MCB 3P 10kA/15kA D-32A 3M | 108754 | TD3M15323D | 94.33
| MCB 3P 10kA/15kA D-40A 3M | 108761 | TD3M15403D | 99.34
| MCB 3P 10kA/15kA D-50A 3M | 108778 | TD3M15503D | 99.34
| MCB 3P 10kA/15kA D-63A 3M | 108785 | TD3M15633D | 110.45
| Description |  | Catalogue Code | Price
| MCB 4P 10kA/15kA D-0.5A 4M | 108792 | TD3M150054D | 262.72
| MCB 4P 10kA/15kA D-1A 4M | 108808 | TD3M15014D | 195.94
| MCB 4P 10kA/15kA D-2A 4M | 108884 | TD3M15024D | 195.93
| MCB 4P 10kA/15kA D-3A 4M | 108891 | TD3M15034D | 200.15
| MCB 4P 10kA/15kA D-4A 4M | 108907 | TD3M15044D | 200.15
| MCB 4P 10kA/15kA D-6A 4M | 108914 | TD3M15064D | 180
| MCB 4P 10kA/15kA D-10A 4M | 108921 | TD3M15104D | 169.86
| MCB 4P 10kA/15kA D-16A 4M | 108938 | TD3M15164D | 169.86
| MCB 4P 10kA/15kA D-20A 4M | 108945 | TD3M15204D | 169.86
| MCB 4P 10kA/15kA D-25A 4M | 108952 | TD3M15254D | 169.86
| MCB 4P 10kA/15kA D-32A 4M | 108969 | TD3M15324D | 169.86
| MCB 4P 10kA/15kA D-40A 4M | 108976 | TD3M15404D | 180
| MCB 4P 10kA/15kA D-50A 4M | 108983 | TD3M15504D | 180
| MCB 4P 10kA/15kA D-63A 4M | 108990 | TD3M15634D | 180
DIN MODULAR PROTECTION
TD3 DIN MODULAR PROTECTION
Miniature Circuit Breakers TD3XA 10kA (80 ~ 125A)
Type C
| Description |  | Catalogue Code | Price
| MCB 1P 10KA C-80A 1.5M | 104312 | TD3XA10801C | 106.71
| MCB 1P 10KA C-100A 1.5M | 104305 | TD3XA101001C | 112.46
| MCB 1P 10KA C-125A 1.5M | 104329 | TD3XA101251C | 175.03
| MCB 2P 10KA C-80A 3M | 104336 | TD3XA10802C | 259.51
| MCB 2P 10KA C-100A 3M | 104343 | TD3XA101002C | 287.06
| MCB 2P 10KA C-125A 3M | 104350 | TD3XA101252C | 303.11
| MCB 3P 10KA C-80A 4.5M | 104367 | TD3XA10803C | 408.29
| MCB 3P 10KA C-100A 4.5M | 104374 | TD3XA101003C | 416.35
| MCB 3P 10KA C-125A 4.5M | 104381 | TD3XA101253C | 436.41
| MCB 4P 10KA C-80A 6M | 104398 | TD3XA10804C | 574.67
| MCB 4P 10KA C-100A 6M | 104404 | TD3XA101004C | 605.23
| MCB 4P 10KA C-125A 6M | 104411 | TD3XA101254C | 636.59
Type D
| Description |  | Catalogue Code | Price
| MCB 1P 10KA D-80A 1.5M | 104428 | TD3XA10801D | 163.37
| MCB 1P 10KA D-100A 1.5M | 104435 | TD3XA101001D | 200.19
| MCB 1P 10KA D-125A 1.5M | 104442 | TD3XA101251D | 205.87
| MCB 2P 10KA D-80A 3M | 104459 | TD3XA10802D | 328.93
| MCB 2P 10KA D-100A 3M | 104466 | TD3XA101002D | 370.83
| MCB 2P 10KA D-125A 3M | 104473 | TD3XA101252D | 390.24
| MCB 3P 10KA D-80A 4.5M | 104480 | TD3XA10803D | 456.98
| MCB 3P 10KA D-100A 4.5M | 104497 | TD3XA101003D | 482.03
| MCB 3P 10KA D-125A 4.5M | 104503 | TD3XA101253D | 550.9
| MCB 4P 10KA D-80A 6M | 104510 | TD3XA10804D | 715.77
| MCB 4P 10KA D-100A 6M | 104527 | TD3XA101004D | 740.78
| MCB 4P 10KA D-125A 6M | 104534 | TD3XA101254D | 755.4
DIN MODULAR PROTECTION
TD3 DIN MODULAR PROTECTION
Electrical Auxiliaries for TD3 M06, TD3 M15 & TD3 XA
| Description |  | Catalogue Code | Price
| Auxilliary Switch 1NC+1NO 230V AC | 103810 | TD3ACCAUX1NC+1NO230VAC | 51.04
| Alarm Switch 1NC+1NO 230V AC | 103827 | TD3ACCAL1NC+1NO230VAC | 51.04
| Shunt Trip 230-415V AC, 110-130V DC | 103834 | TD3ACCSH230415AC110130DC | 62.56
| Shunt Trip 24-48V AC, 12-48V DC | 103841 | TD3ACCSH2448AC1248DC | 62.56
| Undervoltage Release 230V AC | 103858 | TD3ACCUVT230AC | 74.9
| Overvoltage Release 230V AC | 103872 | TD3ACCOVT230AC | 87.44
Mechanical Accessories for TD3 M06 & TD3 M15
| Description |  | Catalogue Code
| Padlock Device for TD3 | 104022 | TD3LOK | 33.19
DIN MODULAR PROTECTION
TD3 DIN MODULAR PROTECTION
Residual Current Circuit Breakers TD3RCCB (2 Pole) for 50Hz
| Description |  | Catalogue Code | Price
| 50Hz RCCB 2P 25A 30mA type AC | 103421 | TD3RCCB2530MA2AC | 154.53
| 50Hz RCCB 2P 40A 30mA type AC | 103438 | TD3RCCB4030MA2AC | 161.77
| 50Hz RCCB 2P 63A 30mA type AC | 103445 | TD3RCCB6330MA2AC | 196.41
| 50Hz RCCB 2P 25A 300mA type AC | 103452 | TD3RCCB25300MA2AC | 183.46
| 50Hz RCCB 2P 40A 300mA type AC | 103469 | TD3RCCB40300MA2AC | 187.4
| 50Hz RCCB 2P 63A 300mA type AC | 103476 | TD3RCCB63300MA2AC | 216.19
| 50Hz RCCB 2P 40A 100mA type AC | 105319 | TD3RCCB40100MA2AC | 161.77
| 50Hz RCCB 2P 63A 100mA type AC | 105326 | TD3RCCB63100MA2AC | 196.41
| 50Hz RCCB 2P 25A 30mA type A | 103483 | TD3RCCB2530MA2A | 185.56
| 50Hz RCCB 2P 40A 30mA type A | 103490 | TD3RCCB4030MA2A | 198.72
| 50Hz RCCB 2P 63A 30mA type A | 103506 | TD3RCCB6330MA2A | 334.91
| 50Hz RCCB 2P 25A 30mA type Ai | 104206 | TD3RCCB2530MA2AI | 196.04
| 50Hz RCCB 2P 40A 30mA type Ai | 104213 | TD3RCCB4030MA2AI | 204.5
| 50Hz RCCB 2P 63A 30mA type Ai | 104220 | TD3RCCB6330MA2AI | 341.19
| 50Hz RCCB 2P 40A 300mA type S-Ai | 104244 | TD3RCCB40300MA2AI | 296.31
| 50Hz RCCB 2P 63A 300mA type S-Ai | 104251 | TD3RCCB63300MA2AI | 342.24
DIN MODULAR PROTECTION
TD3 DIN MODULAR PROTECTION
Residual Current Circuit Breakers TD3RCCB (4 Pole) for 50Hz
| Description |  | Catalogue Code
| 50Hz RCCB 4P 25A 30mA type AC | 103513 | TD3RCCB2530MA4AC | 236.89
| 50Hz RCCB 4P 40A 30mA type AC | 103520 | TD3RCCB4030MA4AC | 242.8
| 50Hz RCCB 4P 63A 30mA type AC | 103537 | TD3RCCB6330MA4AC | 301.37
| 50Hz RCCB 4P 25A 100mA type AC | 104121 | TD3RCCB25100MA4AC | 236.9
| 50Hz RCCB 4P 40A 100mA type AC | 104138 | TD3RCCB40100MA4AC | 242.8
| 50Hz RCCB 4P 25A 300mA type AC | 103568 | TD3RCCB25300MA4AC | 236.9
| 50Hz RCCB 4P 40A 300mA type AC | 103575 | TD3RCCB40300MA4AC | 242.8
| 50Hz RCCB 4P 63A 300mA type AC | 103582 | TD3RCCB63300MA4AC | 301.37
| 50Hz RCCB 4P 63A 100mA type AC | 105340 | TDR3CCB63100MA4AC | 301.37
| 50Hz RCCB 4P 25A 30mA type A | 108853 | TD3RCCB2530MA4A | 236.9
| 50Hz RCCB 4P 25A 300mA type A | 108877 | TD3RCCB25300MA4A | 236.9
| 50Hz RCCB 4P 40A 30mA type A | 103612 | TD3RCCB4030MA4A | 281.63
| 50Hz RCCB 4P 63A 30mA type A | 108846 | TD3RCCB6330MA4A | 301.36
| 50Hz RCCB 4P 63A 300mA type A | 108846 | TD3RCCB63300MA4A | 301.36
| 50Hz RCCB 4P 40A 300mA type AC S | 103650 | TD3RCCB40300MA4AS | 292.16
| 50Hz RCCB 4P 40A 30mA type Ai | 104268 | TD3RCCB4030MA4AI | 271.28
| 50Hz RCCB 4P 40A 300mA type S-Ai | 104282 | TD3RCCB40300MA4AI | 277.52
Electrical Auxiliaries for TD3 RCCB for 50Hz
| Description |  | Catalogue Code
| Auxilliary Switch 1NC+1NO 230V AC | 103889 | TD3ACCRCCB1NC+1NO230AC | 63.99
Residual Current Circuit Breakers TDURCCB (4 Pole) Type B
| Description |  | Catalogue Code
| TDURCCB 4P 30mA 25A type B | 106002 |  | 748
| TDURCCB 4P 30mA 40A type B | 106019 |  | 748
| TDURCCB 4P 30mA 63A type B | 106026 |  | 780.52
| TDURCCB 4P 300mA 25A type B | 106033 |  | 865.39
| TDURCCB 4P 300mA 40A type B | 106040 |  | 865.39
| TDURCCB 4P 300mA 63A type B | 106057 |  | 897.6
DIN MODULAR PROTECTION
TD3 DIN MODULAR PROTECTION
TD3 RCBO (single module RCBO + Neutral Tail)
Type C
| Description |  | Catalogue Code | Price
| RCBO 1P 10kA C-6A 30mA A | 107597 | TD3RCBO100630MA1CA | 157.87
| RCBO 1P 10kA C-10A 30mA A | 107603 | TD3RCBO101030MA1CA | 157.87
| RCBO 1P 10kA C-16A 30mA A | 107610 | TD3RCBO101630MA1CA | 157.87
| RCBO 1P 10kA C-20A 30mA A | 107627 | TD3RCBO102030MA1CA | 157.87
| RCBO 1P 10kA C-25A 30mA A | 107634 | TD3RCBO102530MA1CA | 157.87
| RCBO 1P 10kA C-32A 30mA A | 107641 | TD3RCBO103230MA1CA | 157.87
| RCBO 1P 10kA C-40A 30mA A | 107658 | TD3RCBO104030MA1CA | 157.87
| RCBO 1P 10kA C-45A 30mA A | 107665 | TD3RCBO104530MA1CA | 157.87
Type B
| Description |  | Catalogue Code
| RCBO 1P 10kA B-6A 30mA A | 107511 | TD3RCBO100630MA1BA | 157.87
| RCBO 1P 10kA B-10A 30mA A | 107528 | TD3RCBO101030MA1BA | 157.87
| RCBO 1P 10kA B-16A 30mA A | 107535 | TD3RCBO101630MA1BA | 157.87
| RCBO 1P 10kA B-20A 30mA A | 107542 | TD3RCBO102030MA1BA | 157.87
| RCBO 1P 10kA B-25A 30mA A | 107559 | TD3RCBO102530MA1BA | 157.87
| RCBO 1P 10kA B-32A 30mA A | 107566 | TD3RCBO103230MA1BA | 157.87
| RCBO 1P 10kA B-40A 30mA A | 107573 | TD3RCBO104030MA1BA | 157.87
| RCBO 1P 10kA B-45A 30mA A | 107580 | TD3RCBO104530MA1BA | 157.87
DIN MODULAR PROTECTION
TD3 DIN MODULAR PROTECTION
TD3 RCBO 1P+N 6kA (2 Module) for 50Hz
Type C
| Description |  | Catalogue Code
| 50Hz RCBO 1P+N 6kA C-6A 30mA type AC | 103209 | TD3RCBO060630MA1NCAC | 188.24
| 50Hz RCBO 1P+N 6kA C-10A 30mA type AC | 103216 | TD3RCBO061030MA1NCAC | 188.24
| 50Hz RCBO 1P+N 6kA C-16A 30mA type AC | 103223 | TD3RCBO061630MA1NCAC | 188.24
| 50Hz RCBO 1P+N 6kA C-20A 30mA type AC | 103230 | TD3RCBO062030MA1NCAC | 188.24
| 50Hz RCBO 1P+N 6kA C-25A 30mA type AC | 103247 | TD3RCBO062530MA1NCAC | 188.24
| 50Hz RCBO 1P+N 6kA C-32A 30mA type AC | 103254 | TD3RCBO063230MA1NCAC | 188.24
| 50Hz RCBO 1P+N 6kA C-40A 30mA type AC | 103261 | TD3RCBO064030MA1NCAC | 188.24
| 50Hz RCBO 1P+N 6kA C-6A 300mA type AC | 103278 | TD3RCBO0606300MA1NCAC | 188.24
| 50Hz RCBO 1P+N 6kA C-10A 300mA type AC | 103285 | TD3RCBO0610300MA1NCAC | 188.24
| 50Hz RCBO 1P+N 6kA C-16A 300mA type AC | 103292 | TD3RCBO0616300MA1NCAC | 188.24
| 50Hz RCBO 1P+N 6kA C-20A 300mA type AC | 103308 | TD3RCBO0620300MA1NCAC | 188.24
| 50Hz RCBO 1P+N 6kA C-25A 300mA type AC | 103315 | TD3RCBO0625300MA1NCAC | 188.24
| 50Hz RCBO 1P+N 6kA C-32A 300mA type AC | 104145 | TD3RCBO0632300MA1NCAC | 188.24
| 50Hz RCBO 1P+N 6kA C-40A 300mA type AC | 104152 | TD3RCBO0640300MA1NCAC | 188.24
| Description |  | Catalogue Code
| 50Hz RCBO 1P+N 6kA C-6A 30mA type A | 103322 | TD3RCBO060630MA1NCA | 188.24
| 50Hz RCBO 1P+N 6kA C-10A 30mA type A | 103339 | TD3RCBO061030MA1NCA | 188.24
| 50Hz RCBO 1P+N 6kA C-16A 30mA type A | 103346 | TD3RCBO061630MA1NCA | 188.24
| 50Hz RCBO 1P+N 6kA C-20A 30mA type A | 103353 | TD3RCBO062030MA1NCA | 188.24
| 50Hz RCBO 1P+N 6kA C-25A 30mA - type A | 103360 | TD3RCBO062530MA1NCA | 188.24
| 50Hz RCBO 1P+N 6kA C-32A 30mA - type A | 103377 | TD3RCBO063230MA1NCA | 188.24
| 50Hz RCBO 1P+N 6kA C-40A 30mA - type A | 103384 | TD3RCBO064030MA1NCA | 188.24
DIN MODULAR PROTECTION
TD3 DIN MODULAR PROTECTION
Insulated Busbar for TD3 M06 & TD3 M15
| Description |  | Order Code | Price
| Fork Type Busbar 1P 210mm |  | G1L21012 | 11.47
| Fork Type Busbar 1P 1000mm |  | G1L100020 | 50.13
| Fork Type Busbar 2P 210mm |  | G2L21010 | 18.79
| Fork Type Busbar 2P 1000mm |  | G2L100016 | 73.02
| Fork Type Busbar 3P 210mm |  | G3L21010 | 29.22
| Fork Type Busbar 3P 210mm |  | G3L21016 | 15.76
| Fork Type Busbar 3P 1000mm |  | G3L100016 | 104.32
| Fork Type Busbar 4P 210mm |  | G4L21016 | 31.28
| Fork Type Busbar 4P 1000mm |  | G4L100016 | 166.93
| Fork Type Busbar 3P Phase/N 1000mm |  | GRSTN100016 | 146.59
| Fork Type Terminal |  | AS25GN | 4.14
| Protection Cover (5 units) |  | CTPH5 | 2.51
| End Cap Busbar 2P /10 |  | EKC2 | 1.67
| End Cap Busbar 3P /10 |  | EKC3 | 1.67
| End Cap Busbar 2P and 3P/16 |  | EKC23 | 1.67
| End Cap Busbar 4P/16 |  | EKC4 | 1.67
| MCB 50mm Terminal Adaptor |  | AS50SN | 10.88
Residual Current Blocks for TD3 M06 & M15
| Description |  | Catalogue Code | Price
| Add-On Block 2P 63A 30mA type AC | 103391 | TD3AOB2P63A30MAAC | 172.67
| Add-On Block 2P 63A 300mA type AC | 104053 | TD3AOB63300MA2AC | 172.67
| Add-On Block 2P 63A 30mA type A | 104039 | TD3AOB6330MA2A | 187.8
| Add-On Block 2P 63A 300mA type A | 104046 | TD3AOB63300MA2A | 187.8
| Add-On Block 2P 63A 300mA type AC S | 104060 | TD3AOB63300MA2ACS | 208.69
| Add-On Block 4P 63A 30mA type AC | 103407 | TD3AOB4P63A30MAAC | 212.84
| Add-On Block 4P 63A 300mA type AC | 103414 | TD3AOB4P63A300MAAC | 214.04
| Add-On Block 4P 63A 500mA type AC | 104107 | TD3AOB63500MA4AC | 272.98
| Add-On Block 4P 63A 30mA type A | 104077 | TD3AOB6330MA4A | 250.43
| Add-On Block 4P 63A 300mA type A | 104084 | TD3AOB63300MA4A | 250.43
| Add-On Block 4P 63A 300mA type AC S | 104091 | TD3AOB63300MA4ACS | 229.54
| Add-On Block 4P 63A 1000mA type AC S | 104114 | TD3AOB631000MA4ACS | 306.33
Residual Current block for TD3XA MCB
| Description |  | Catalogue Code
| Add-on Block 2P 125A 30mA AC | 104558 | TDX3AOB12530MA2AC | 519.34
| Add-on Block 2P 125A AC Adj. | 104541 | TD3XAOB1252ACADJ | 858.96
| Add-on Block 4P 125A 30mA AC | 104572 | TD3XAOB12530MA4AC | 542.32
| Add-on Block 4P 125A 300mA AC | 104589 | TD3XAOB12500MA4AC | 542.32
| Add-on Block 4P 125A AC Adj. | 104565 | TD3XAOB1254ACADJ | 876.52
DIN MODULAR PROTECTION
DIN MODULAR CONTROL & COMMAND
Modular Switches TD3 MS
| Description |  | Catalogue Code | Price
| Modular Switch 1P 32A | 107146 | TD3MS1P32A | 21.75
| Modular Switch 1P 63A | 107184 | TD3MS1P63A | 29.1
| Modular Switch 1P 100A | 107313 | TD3MS1P125A | 32.29
| Modular Switch 2P 63A | 107191 | TD3MS2P63A | 49.93
| Modular Switch 2P 100A | 107320 | TD3MS2P125A | 54.26
| Modular Switch 3P 63A | 107207 | TD3MS3P63A | 73.76
| Modular Switch Red 3P 100A | 107283 | TD3MSRED3P100A | 75.34
| Modular Switch 3P 125A | 107337 | TD3MS3P125A | 112.7
| Modular Switch Red 3P 125A | 107368 | TD3MSRED3P125A | 123.1
| Modular Switch 4P 63A | 107764 | TD3MS4P63A | 91.93
| Modular Switch Red 4P 100A | 107290 | TD3MSRED4P100A | 124.98
| Modular Switch 4P 125A | 107344 | TD3MS4P125A | 143.99
| Modular Switch Red 4P 125A | 107375 | TD3MSRED4P125A | 154.42
DIN MODULAR PROTECTION
DIN MODULAR CONTROL & COMMAND
Contactors CDI
| Description | Order Code | Catalogue Code | Price
| 20A DIN Mod Contactor, 1NO, 230V AC | CDI10620 | CDI10620 | 58.87
| 20A DIN Mod Contactor, 2NO, 24V DC | CDI22024 | CDI22024 | 58.87
| 20A DIN Mod Contactor, 2NO, 230V AC | CDI20620 | CDI20620 | 58.87
| 25A AC Din Mod Contactor, 4NO, 230V AC | CDI40625 | CDI40625 | 65.33
| 25A AC Din Mod Contactor, 4NO, 24V DC | CDI42524 | CDI42524 | 65.33
| 25A AC Din Mod Contactor, 2NO 2NC, 230V AC | CDI22625 | CDI22625 | 50.8365
| 40A AC Din Mod Contactor, 4NO, 230V AC | CDI40640 | CDI40640 | 165.51
| 40A AC Din Mod Contactor, 4NO, 24V DC | CDI44024 | CDI44024 | 165.51
| 40A AC Din Mod Contactor, 2NO 2NC, 230V AC | CDI22640 | CDI22640 | 128.7591
| 63A AC Din Mod Contactor, 4NO, 230V AC | CDI40663 | CDI40663 | 189.56
| 63A AC Din Mod Contactor, 4NO, 24V DC | CDI46324 | CDI46324 | 189.57
| 63A AC Din Mod Contactor, 2NO 2NC, 230V AC | CDI22663 | CDI22663 | 147.4905
Accessories for CDI Contactors
| Description | Order Code | Catalogue Code
| CDI Auxilliary Contact Block, 1NO 1NC, 240V AC | CDI0620 | CDI0620 | 54.09
| CNP Spacer 1/2 Module | CNCP | CNCP | 4.05
DIN MODULAR PROTECTION
PROGRAMMING AND MEASUREMENT
RDA24 Analogue Time Switches
| Description | Din Mod | Catalogue Code | Price
| Analogue Time Switch 24h | 2 | RDA24 | 106.56
| Analogue Time Switch 24h Reserve Time | 2 | RDA24R | 156.23
RDD07 & RDD07A Digital Time Switches
| Description | Din Mod | Catalogue Code
| Digital Weekly Time Switch 1 Circuit | 1 | RDD07 | 193.33
| Digital Weekly Time Switch Auto 1 Circuit | 2 | RDD07A | 205.47
| Digital Weekly Time Switch Auto 2 Circuit | 2 | RDD07A2 | 362.68
SDS Stair Case Switches
| Description | Din Mod | Catalogue Code
| Staircase Switch 16A 240V | 1 | SDS016E | 81.16
Digital Meters
| Description | Din Mod | Catalogue Code
| Digital Voltmeter | 2 | 1SDSD04V/2 | 205.47
| Digital Ammeter | 2 | 1SDSD03A/2 | 205.47
| Digital Frequency Meters | 2 | MDD00F | 257.91
| Digital Wattmeter | 2 | 1SDSD05MM/2 | 515.63
| 3 Phase LCD Multimeter | 4 | 1SDSD10MT/2 | 773.37
Measurement
| Description | Din Mod | Catalogue Code
| Active Energy Meter | 2 | 1SDSD05CEM/2 | 372.75
DIN MODULAR PROTECTION
SURGE PROTECTION
Surge Arresters TTM
| Description | Poles Din Mod | Catalogue Code | Price
| 20kA Din Modular | 1 1 | TTM20I | 87.3
| 20kA Neutral Pole Din Modular | 1 1 | TTM20N | 130.5
| 20kA Din Modular | 2 2 | TM20II | 211.42
| 20kA Din Modular | 4 5 | TM20IIII | 324.15
| 45kA Din Modular | 1 1 | TTM45I | 149.82
| 45kA Neutral Pole Din Modular |  | TTM45N | 204.33
| 45kA Din Modular | 2 2 | TTM45II | 325.95
| 45kA Din Modular | 4 5 | TTM45IIII | 551.05
| 65kA Din Modular | 1 1 | TTM65I | 327.91
| 65kA Neutral Pole Din Modular | 1 1 | TTM65N | 289.89
| 100kA Din Modular | 1 1 | TTM100I | 570.21
| 100kA Neutral Pole Din Modular | 1 1 | TTM100N | 376.16

## TB2 Lite 160 Frame
Protection and Distribution 1A to 6300A
Our Price List. Effective from 1st June 2025
Hyperlinks | Frame Size
TemBreak 2 MCCBs | TB2_LITE_160_FRAME
TB2_LITE_250_FRAME
TB2_S125_FRAME
TB2_S250_FRAME
TB2_S_H_L_250_FRAME
TB2_H_L_400_E_S_630_FRAME
TB2_H_L_800_1000_FRAME
TB2_1250_1600_FRAME
DC_2000A__2500A_AND_3200A_TEMBREAK_MCCBS
MOULDED CASE CIRCUIT BREAKERS
TB2 LITE 160 FRAME
1P Fixed thermal and fixed magnetic MCCBs and Accessories
| Model | In (A) | 1P |  | Price
| E160-SF | 16 | 4547560 | 595004 | 126.43
| Icu = 25 kA @ 400V AC | 20 | 4547560 | 595011 | 126.43
| Front Connection (FC) | 25 | 4547560 | 595028 | 126.43
|  | 32 | 4547560 | 595035 | 126.43
|  | 40 | 4547560 | 595042 | 126.43
|  | 50 | 4547560 | 595059 | 126.43
|  | 63 | 4547560 | 595066 | 126.43
|  | 80 | 4547560 | 595073 | 126.43
|  | 100 | 4547560 | 595080 | 126.43
|  | 125 | 4547560 | 595097 | 135.08
| Model | In (A) | 1P
| E160-SF | 16 | 4547560 | 591761 | 132.75
| Icu = 25 kA @ 400V AC | 20 | 4547560 | 591778 | 132.75
| Cable clamps (FW) | 25 | 4547560 | 591785 | 132.75
|  | 32 | 4547560 | 591792 | 132.75
|  | 40 | 4547560 | 591808 | 132.75
|  | 50 | 4547560 | 591815 | 132.75
|  | 63 | 4547560 | 591822 | 132.75
|  | 80 | 4547560 | 591839 | 132.75
|  | 100 | 4547560 | 591846 | 132.75
|  | 125 | 4547560 | 591853 | 139.85
Terminal Cover
| Field Fit Accessory |  | 1P |  | Price
| 1P, 1 cover long |  | 4547560 | 065224 | 9.83
MOULDED CASE CIRCUIT BREAKERS
TB2 LITE 160 FRAME
Adjustable thermal and fixed magnetic MCCBs with Front Connections
| Model | IR (A) | 3P |  | Price
| E160-SJ | 16 -25 | 4547560 | 596360 | 179.11
| Icu = 16kA @ 400V AC | 25 -40 | 4547560 | 596377 | 179.11
| Front Connection (FC) | 40 -63 | 4547560 | 596384 | 179.11
|  | 50 -80 | 4547560 | 596391 | 179.11
|  | 63 -100 | 4547560 | 596407 | 185.28
|  | 80 -125 | 4547560 | 596414 | 191.45
|  | 100 - 160 | 4547560 | 596421 | 238.79
| Model | IR (A) | 4P
| E160-SJ | 16 -25 | 4547560 | 596438 | 214.93
| Icu = 16kA @ 400V AC | 25 -40 | 4547560 | 596445 | 214.93
| Front Connection (FC) | 40 -63 | 4547560 | 596452 | 214.93
|  | 50 -80 | 4547560 | 596469 | 214.93
|  | 63 -100 | 4547560 | 596476 | 222.35
|  | 80 -125 | 4547560 | 596483 | 229.76
|  | 100 - 160 | 4547560 | 596490 | 286.59
| Model | IR (A) | 3P
| S160-SCJ | 16 -25 | 4547560 | 596575 | 226.45
| Icu = 25kA @ 400V AC | 25 -40 | 4547560 | 596582 | 226.45
| Front Connection (FC) | 40 -63 | 4547560 | 596599 | 226.45
|  | 50 -80 | 4547560 | 596605 | 226.45
|  | 63-100 | 4547560 | 596612 | 232.64
|  | 80 -125 | 4547560 | 596629 | 247.04
|  | 100 -160 | 4547560 | 596636 | 308.81
| Model | IR (A) | 4P
| S160-SCJ | 16 -25 | 4547560 | 596711 | 271.73
| Icu = 25kA @ 400V AC | 25 -40 | 4547560 | 596728 | 271.73
| Front Connection (FC) | 40 -63 | 4547560 | 596735 | 271.73
|  | 50 -80 | 4547560 | 596742 | 271.73
|  | 63-100 | 4547560 | 596759 | 279.16
|  | 80 -125 | 4547560 | 596766 | 296.45
|  | 100 -160 | 4547560 | 596773 | 370.56
| Model | IR (A) | 3P
| S160-SJ | 16 -25 | 4547560 | 596858 | 257.34
| Icu = 40kA @ 400V AC | 25 -40 | 4547560 | 596865 | 257.34
| Front Connection (FC) | 40 -63 | 4547560 | 596872 | 257.34
|  | 50 -80 | 4547560 | 596889 | 257.34
|  | 63-100 | 4547560 | 596896 | 261.45
|  | 80 -125 | 4547560 | 596902 | 277.93
|  | 100 -160 | 4547560 | 596919 | 360.28
| Model | IR (A) | 4P
| S160-SJ | 16 -25 | 4547560 | 596995 | 360.28
| Icu = 40kA @ 400V AC | 25 -40 | 4547560 | 597008 | 360.28
| Front Connection (FC) | 40 -63 | 4547560 | 597015 | 360.28
|  | 50 -80 | 4547560 | 597022 | 360.28
|  | 63-100 | 4547560 | 597039 | 366.03
|  | 80 -125 | 4547560 | 597046 | 389.1
|  | 100 -160 | 4547560 | 597053 | 504.38
MOULDED CASE CIRCUIT BREAKERS
TB2 LITE 160 FRAME
Fixed Thermal and Fixed Magnetic MCCB with Front Connections
| Model | In (A) | 3P |  | Price
| E160-SF | 16 | 4547560 | 595103 | 161.18
| Icu = 16kA @ 400V AC | 20 | 4547560 | 595110 | 161.18
| Front Connection (FC) | 25 | 4547560 | 595127 | 161.18
|  | 32 | 4547560 | 595134 | 161.18
|  | 40 | 4547560 | 595141 | 161.18
|  | 50 | 4547560 | 595158 | 161.18
|  | 63 | 4547560 | 595165 | 161.18
|  | 80 | 4547560 | 595172 | 161.18
|  | 100 | 4547560 | 595189 | 166.76
|  | 125 | 4547560 | 595196 | 172.3
|  | 160 | 4547560 | 595202 | 214.12
| Model | In (A) | 4P
| E160-SF | 16 | 4547560 | 595219 | 225.66
| Icu = 16kA @ 400V AC | 20 | 4547560 | 595226 | 225.66
| Front Connection (FC) | 25 | 4547560 | 595233 | 225.66
|  | 32 | 4547560 | 595240 | 225.66
|  | 40 | 4547560 | 595257 | 225.66
|  | 50 | 4547560 | 595264 | 225.66
|  | 63 | 4547560 | 595271 | 225.66
|  | 80 | 4547560 | 595288 | 225.66
|  | 100 | 4547560 | 595295 | 233.47
|  | 125 | 4547560 | 595301 | 241.25
|  | 160 | 4547560 | 595318 | 299.76
| Model | In (A) | 3P
| S160-SCF | 16 | 4547560 | 595325 | 203.82
| Icu = 25kA @ 400V AC | 20 | 4547560 | 595332 | 203.82
| Front Connection (FC) | 25 | 4547560 | 595349 | 203.82
|  | 32 | 4547560 | 595356 | 203.82
|  | 40 | 4547560 | 595363 | 203.82
|  | 50 | 4547560 | 595370 | 203.82
|  | 63 | 4547560 | 595387 | 203.82
|  | 80 | 4547560 | 595394 | 203.82
|  | 100 | 4547560 | 595400 | 209.37
|  | 125 | 4547560 | 595417 | 222.35
|  | 160 | 4547560 | 595424 | 277.93
| Model | In (A) | 4P
| S160-SCF | 16 | 4547560 | 595431 | 285.32
| Icu = 25kA @ 400V AC | 20 | 4547560 | 595448 | 285.32
| Front Connection (FC) | 25 | 4547560 | 595455 | 285.32
|  | 32 | 4547560 | 595462 | 285.32
|  | 40 | 4547560 | 595479 | 285.32
|  | 50 | 4547560 | 595486 | 285.32
|  | 63 | 4547560 | 595493 | 285.32
|  | 80 | 4547560 | 595509 | 285.32
|  | 100 | 4547560 | 595516 | 293.12
|  | 125 | 4547560 | 595523 | 311.28
|  | 160 | 4547560 | 595530 | 389.1
MOULDED CASE CIRCUIT BREAKERS
TB2 LITE 160 FRAME
Fixed Thermal and Fixed Magnetic MCCB with Front Connections
| Model | In (A) | 3P |  | Price
| S160-SF | 16 | 4547560 | 596049 | 218.74
| Icu = 40kA @ 400V AC | 20 | 4547560 | 596056 | 218.74
| Front Connection (FC) | 25 | 4547560 | 596063 | 218.74
|  | 32 | 4547560 | 596070 | 218.74
|  | 40 | 4547560 | 596087 | 218.74
|  | 50 | 4547560 | 596094 | 218.74
|  | 63 | 4547560 | 596100 | 218.74
|  | 80 | 4547560 | 596117 | 218.74
|  | 100 | 4547560 | 596124 | 222.23
|  | 125 | 4547560 | 596131 | 236.24
|  | 160 | 4547560 | 596148 | 306.24
| Model | In (A) | 4P
| S160-SF | 16 | 4547560 | 596155 | 306.24
| Icu = 40kA @ 400V AC | 20 | 4547560 | 596162 | 306.24
| Front Connection (FC) | 25 | 4547560 | 596179 | 306.24
|  | 32 | 4547560 | 596186 | 306.24
|  | 40 | 4547560 | 596193 | 306.24
|  | 50 | 4547560 | 596209 | 306.24
|  | 63 | 4547560 | 596216 | 306.24
|  | 80 | 4547560 | 596223 | 306.24
|  | 100 | 4547560 | 596230 | 311.15
|  | 125 | 4547560 | 596247 | 330.71
|  | 160 | 4547560 | 596254 | 428.74
Adjustable thermal and fixed magnetic MCCBs with Cable Clamps
| Model | IR (A) | 3P
| E160-SJ | 16 - 25 | 4547560 | 592263 | 188.05
| Icu = 16kA @ 400V AC | 25 - 40 | 4547560 | 592270 | 188.05
| Cable clamps (FW) | 40 -63 | 4547560 | 592287 | 188.05
|  | 50 - 80 | 4547560 | 592294 | 188.05
|  | 63 -100 | 4547560 | 592300 | 194.53
|  | 80 -125 | 4547560 | 592317 | 201.06
|  | 100 -160 | 4547560 | 592324 | 250.73
| Model | IR (A) | 4P
| E160-SJ | 16 - 25 | 4547560 | 592409 | 263.29
| Icu = 16kA @ 400V AC | 25 - 40 | 4547560 | 592416 | 263.29
| Cable clamps (FW) | 40 -63 | 4547560 | 592423 | 263.29
|  | 50 - 80 | 4547560 | 592430 | 263.29
|  | 63 -100 | 4547560 | 592447 | 272.37
|  | 80 -125 | 4547560 | 592454 | 281.44
|  | 100 -160 | 4547560 | 592461 | 351.04
| Model | IR (A) | 3P
| S160-SCJ | 16 - 25 | 4547560 | 591983 | 226.45
| Icu = 25kA @ 400V AC | 25 - 40 | 4547560 | 591990 | 226.45
| Cable clamps (FW) | 40 -63 | 4547560 | 592003 | 226.45
|  | 50 - 80 | 4547560 | 592010 | 226.45
|  | 63 -100 | 4547560 | 592027 | 244.26
|  | 80 -125 | 4547560 | 592034 | 259.4
|  | 100 -160 | 4547560 | 592041 | 324.24
MOULDED CASE CIRCUIT BREAKERS
TB2 LITE 160 FRAME
Adjustable Thermal and Fixed Magnetic MCCB with Cable Clamps
| Model | IR (A) | 4P |  | Price
| S160-SCJ | 16 - 25 | 4547560 | 592126 | 332.89
| Icu = 25kA @ 400V AC | 25 - 40 | 4547560 | 592133 | 332.89
| Cable clamps (FW) | 40 -63 | 4547560 | 592140 | 285.32
|  | 50 - 80 | 4547560 | 592157 | 332.89
|  | 63 -100 | 4547560 | 592164 | 341.96
|  | 80 -125 | 4547560 | 592171 | 363.16
|  | 100 -160 | 4547560 | 592188 | 453.96
| Model | IR (A) | 3P
| S160-SJ | 16 - 25 | 4547560 | 592546 | 270.21
| Icu = 40kA @ 400V AC | 25 - 40 | 4547560 | 592553 | 270.21
| Cable clamps (FW) | 40 -63 | 4547560 | 592560 | 270.21
|  | 50 - 80 | 4547560 | 592577 | 270.21
|  | 63 -100 | 4547560 | 592584 | 274.52
|  | 80 -125 | 4547560 | 592591 | 291.82
|  | 100 -160 | 4547560 | 592607 | 378.3
| Model | IR (A) | 4P
| S160-SJ | 16 - 25 | 4547560 | 592683 | 378.3
| Icu = 40kA @ 400V AC | 25 - 40 | 4547560 | 592690 | 378.3
| Cable clamps (FW) | 40 -63 | 4547560 | 592706 | 378.3
|  | 50 - 80 | 4547560 | 592713 | 378.3
|  | 63 -100 | 4547560 | 592720 | 384.35
|  | 80 -125 | 4547560 | 592737 | 408.54
|  | 100 -160 | 4547560 | 592744 | 529.6
Switch Disconnectors
| Model | In (A) | 3P
| S160-SN | 160 | 4547560 | 592836 | 288.71
Cable clamps (FW)
| Model | In (A) | 4P
| S160-SN | 160 | 4547560 | 592850 | 383.46
Cable clamps (FW)
MOULDED CASE CIRCUIT BREAKERS
TB2 LITE 160 FRAME
MCCBs for use Above 250V DC
| Model | In (A) | 3P |  | Price
| S160-SD | 25 | 4547560 | 936203 | 344.66
| Icu = 5kA @ 600V DC | 32 | 4547560 | 936210 | 344.66
| Icu = 10kA @ 350V DC | 40 | 4547560 | 936227 | 344.66
| Front Connection (FC) | 63 | 4547560 | 936234 | 344.66
|  | 80 | 4547560 | 936241 | 344.66
|  | 100 | 4547560 | 936258 | 387.52
|  | 125 | 4547560 | 936265 | 444.23
|  | 160 | 4547560 | 936272 | 480.04
| Model | In (A) | 3P
| S160-GD | 25 | 4547560 | 937064 | 379.13
| Icu = 10kA @ 600V DC | 32 | 4547560 | 937071 | 379.13
| Icu = 15kA @ 500V DC | 40 | 4547560 | 937088 | 379.13
| Front Connection (FC) | 63 | 4547560 | 937095 | 379.13
|  | 80 | 4547560 | 937101 | 379.13
|  | 100 | 4547560 | 937118 | 426.31
|  | 125 | 4547560 | 937125 | 488.66
|  | 160 | 4547560 | 937132 | 537.64
Switch Disconnectors for use above 250V DC
| Model | In (A) | 3P
| S160-SDN | 160 | 4547560 | 936333 | 331.68
Front Connection (FC)
600V DC
MOULDED CASE CIRCUIT BREAKERS
TB2 LITE 160 FRAME
Accessories
Auxiliary Switches (AX)
| Field Fit Accessory |  | Code |  | Price
| Changeover (1AB) |  | 4547560 | 002489 | 26.76
| Changeover for low currents (1AB) (mA) |  | 4547560 | 002892 | 26.76
Alarm Switches (AL)
| Field Fit Accessory |  | Code
| Changeover (left pole) |  | 4547560 | 002557 | 26.76
| Changeover (right pole) |  | 4547560 | 002564 | 26.76
Shunt Trips (SHT)
| Field Fit Accessory |  | Code
| AC 100-120V |  | 4547560 | 003417 | 87.52
| AC 200-240V |  | 4547560 | 003424 | 87.52
| AC 380-450V |  | 4547560 | 003431 | 87.52
| DC 24V |  | 4547560 | 003448 | 87.52
| DC 48V |  | 4547560 | 003455 | 87.52
| DC 100-120V |  | 4547560 | 003462 | 87.52
| DC 200-240V |  | 4547560 | 003479 | 87.52
MOULDED CASE CIRCUIT BREAKERS
TB2 LITE 160 FRAME
Accessories
Undervoltage Trips (UVT)
| Field Fit Accessory |  | Code |  | Price
| AC 100-120V |  | 4547560 | 003547 | 109.43
| AC 200-240V |  | 4547560 | 003554 | 109.43
| AC 380-450V |  | 4547560 | 003561 | 109.43
| DC 24V |  | 4547560 | 003578 | 109.43
| DC 100-120V |  | 4547560 | 003585 | 109.43
| DC 200-240V |  | 4547560 | 003592 | 109.43
| AC 100-110V Time Delay for 3P |  | 4547560 | 003608 | 160.24
| AC 200-220V Time Delay for 3P |  | 4547560 | 003615 | 160.24
| AC 380-415V Time Delay for 3P |  | 4547560 | 003622 | 160.24
| DC 24V Time Delay for 3P |  | 4547560 | 003639 | 160.24
| DC 100-110V Time Delay for 3P |  | 4547560 | 003646 | 160.24
| DC 200-220V Time Delay for 3P |  | 4547560 | 003653 | 160.24
| AC 115V to 120V Time Delay for 3P |  | 4547560 | 003660 | 160.24
| AC 230-240V Time Delay for 3P |  | 4547560 | 003677 | 160.24
| AC 440V-450V Time Delay for 3P |  | 4547560 | 003684 | 160.24
| DC 115V to 120V Time Delay for 3P |  | 4547560 | 003691 | 160.24
| DC 230-240V Time Delay for 3P |  | 4547560 | 003707 | 160.24
| AC 100-110V Time Delay for 4P |  | 4547560 | 003714 | 160.24
| AC 200-220V Time Delay for 4P |  | 4547560 | 003721 | 160.24
| AC 380-415V Time Delay for 4P |  | 4547560 | 003738 | 160.24
| DC 24V Time Delay for 4P |  | 4547560 | 003745 | 160.24
| DC 100-110V Time Delay for 4P |  | 4547560 | 003752 | 160.24
| DC 200-220V Time Delay for 4P |  | 4547560 | 003769 | 160.24
| AC 115V to 120V Time Delay for 4P |  | 4547560 | 003776 | 160.24
| AC 230-240V Time Delay for 4P |  | 4547560 | 003783 | 160.24
| AC 440V-450V Time Delay for 4P |  | 4547560 | 003790 | 160.24
| DC 115V to 120V Time Delay for 4P |  | 4547560 | 003806 | 160.24
| DC 230-240V Time Delay for 4P |  | 4547560 | 003813 | 160.24
MOULDED CASE CIRCUIT BREAKERS
TB2 LITE 160 FRAME
Accessories
Extension Bars
| Field Fit Accessory | Code |  | Price
| 3 bars (straight) (60-160A) | 4547560 | 068072 | 21.67
| 3 bars (spread) (60-160A) | 4547560 | 068096 | 34.04
| 4 bars (straight) (60 ~160A) | 4547560 | 068089 | 26.4
| 4 bars (spread) (60-160A) | 4547560 | 068102 | 21.67
Horizontal Rear Connections
| Field Fit Accessory | Code
| 3 studs (60 - 160A) | 4547560 | 067907 | 51.88
| 4 studs (60 - 160A) | 4547560 | 067914 | 69.83
| 3 studs (10 - 50A) | 4547560 | 067877 | 51.85
| 4 studs (10 - 50A) | 4547560 | 067884 | 61.1
Contact Terasaki if you require vertical rear connections
External Operating Handles Breaker Mounted Type (HB)
| Field Fit accessory | Code
| Black handle IP3X | 4547560 | 906046 | 84.84
| Red handle IP3X | 4547560 | 906527 | 88.62
| Black handle IP5X | 4547560 | 906053 | 109.35
| Red handle IP5X | 4547560 | 906534 | 114.28
External Operating Handles Panel Mounted Type
| Field Fit Accessory | Code
| S Type Black handle IP55 | 4547560 | 067174 | 104.16
| S Type Black handle IP65 | 4547560 | 067198 | 122.78
MOULDED CASE CIRCUIT BREAKERS
TB2 LITE 160 FRAME
Accessories
Slide Type Mechanical Interlocks (MS)
| Field Fit Accessory | Code |  | Price
| Front / rear connection 160AF 3P | 4547560 | 068201 | 109.43
| Front / rear connection 160AF 4P | 4547560 | 068225 | 109.43
Order one part between two MCCBs
Handle Locks (HL)
| Field Fit Accessory | Code
| for 160 / 250AF | 4547560 | 064906 | 18.09
Terminal Covers for Front Connection (FC)
| Field Fit Accessory | Code
| 3P, 1 cover long | 4547560 | 065248 | 22.38
| 4P, 1 cover long | 4547560 | 065255 | 29.12
| 3P, 1 cover long (for spread extension bars) | 4547560 | 065262 | 22.38
| 4P, 1 cover long (for spread extension bars) | 4547560 | 065279 | 29.06
| terminal cover lock | 4547560 | 066917 | 2.41
Terminal Covers for Rear Connection
| Field Fit Accessory | Code
| 3P, 1 cover | 4547560 | 065453 | 20.13
| 4P, 1 cover | 4547560 | 065460 | 26.85
| Terminal cover lock | 4547560 | 066917 | 2.41
Interpole Barriers (BA)
| Field Fit Accessory | Code
| Interpole barriers are supplied as standard | 4547560 | 065682 | 3.48
2 pieces per 3P MCCB, 3 pieces per 4P MCCB.
for additional barriers please order individually.
1 Barrier
MOULDED CASE CIRCUIT BREAKERS
TB2 LITE 160 FRAME
Accessories
Lead Terminal Block
| Feld Fit Accessory | Code |  | Price
| Left side | 4547560 | 065743 | 64.25
| Right side | 4547560 | 065736 | 64.25
Din Rail Adapter
| Field Fit Accessory | Code
| Din Rail Adapter | 4547560 | 066900 | 30.4
Door Flange
| Field Fit Accessory | Code
| For toggle operation | 4547560 | 044908 | 25.63

## TB2 Lite 250 Frame
MOULDED CASE CIRCUIT BREAKERS
TB2 LITE 250 FRAME
Adjustable Thermal and Fixed Magnetic MCCBs with Front Connections
| Model | IR (A) | 3P |  | Price
| E250-SCJ | 32 -50 | 4547560 | 933486 | 265.88
| Icu = 16kA @ 400V AC | 40-63 | 4547560 | 933493 | 265.88
| Front Connection (FC) | 63-100 | 4547560 | 929540 | 338.18
|  | 80-125 | 4547560 | 929557 | 338.18
|  | 100-160 | 4547560 | 929564 | 338.18
|  | 125-200 | 4547560 | 929571 | 466.43
|  | 160-250 | 4547560 | 929588 | 524.74
| Model | IR (A) | 4P
| E250-SCJ | 32 -50 | 4547560 | 933509 | 372.25
| Icu = 16kA @ 400V AC | 40-63 | 4547560 | 933516 | 372.25
| Front Connection (FC) | 63-100 | 4547560 | 929595 | 473.43
|  | 80-125 | 4547560 | 929601 | 473.43
|  | 100-160 | 4547560 | 929618 | 473.43
|  | 125-200 | 4547560 | 929625 | 653.01
|  | 160-250 | 4547560 | 929632 | 734.61
| Model | IR (A) | 3P
| E250-SJ | 32 -50 | 4547560 | 933523 | 279.86
| Icu = 25kA @ 400V AC | 40-63 | 4547560 | 933530 | 279.86
| Front Connection (FC) | 63-100 | 4547560 | 930485 | 355.95
|  | 80-125 | 4547560 | 930492 | 355.95
|  | 100-160 | 4547560 | 930508 | 355.95
|  | 125-200 | 4547560 | 930515 | 490.97
|  | 160-250 | 4547560 | 930522 | 552.34
| Model | IR (A) | 4P
| E250-SJ | 32 -50 | 4547560 | 933547 | 391.81
| Icu = 25kA @ 400V AC | 40-63 | 4547560 | 933554 | 391.81
| Front Connection (FC) | 63-100 | 4547560 | 930584 | 498.35
|  | 80-125 | 4547560 | 930591 | 498.35
|  | 100-160 | 4547560 | 930607 | 498.35
|  | 125-200 | 4547560 | 930614 | 687.36
|  | 160-250 | 4547560 | 930621 | 773.28
| Model | IR (A) | 3P
| S250-SJ | 32 -50 | 4547560 | 933561 | 293.86
| Icu = 40 kA @ 400V AC | 40-63 | 4547560 | 933578 | 293.86
| Front Connection (FC) | 100-160 | 4547560 | 930683 | 373.74
|  | 125-200 | 4547560 | 930690 | 515.54
|  | 160-250 | 4547560 | 930706 | 579.97
| Model | IR (A) | 4P
| S250-SJ | 32 -50 | 4547560 | 933608 | 411.39
| Icu = 40 kA @ 400V AC | 40-63 | 4547560 | 933615 | 411.39
| Front Connection (FC) | 100-160 | 4547560 | 930744 | 523.26
|  | 125-200 | 4547560 | 930751 | 721.74
|  | 160-250 | 4547560 | 930768 | 811.92
MOULDED CASE CIRCUIT BREAKERS
TB2 LITE 250 FRAME
Fixed thermal and fixed magnetic MCCBs with front connections
| Model | InA) | 3P |  | Price
| E250-SCF | 50 | 4547560 | 933363 | 239.27
| Icu = 16kA @ 400V AC | 63 | 4547560 | 933370 | 239.27
| Front Connection (FC) | 100 | 4547560 | 936340 | 304.37
|  | 125 | 4547560 | 929304 | 304.37
|  | 150 | 4547560 | 929311 | 304.37
|  | 175 | 4547560 | 929328 | 304.37
|  | 200 | 4547560 | 929335 | 419.76
|  | 225 | 4547560 | 929342 | 472.26
|  | 250 | 4547560 | 929359 | 472.26
| Model | InA) | 4P
| E250-SCF | 50 | 4547560 | 933387 | 335
| Icu = 16kA @ 400V AC | 63 | 4547560 | 933394 | 335
| Front Connection (FC) | 100 | 4547560 | 936357 | 425.87
|  | 125 | 4547560 | 929366 | 426.07
|  | 150 | 4547560 | 929373 | 426.07
|  | 175 | 4547560 | 929380 | 426.07
|  | 200 | 4547560 | 929397 | 587.69
|  | 225 | 4547560 | 929403 | 661.15
|  | 250 | 4547560 | 929410 | 661.15
| Model | InA) | 3P
| E250-SF | 50 | 4547560 | 933400 | 251.87
| Icu = 25kA @ 400V AC | 63 | 4547560 | 933417 | 251.87
| Front Connection (FC) | 100 | 4547560 | 936364 | 320.36
|  | 125 | 4547560 | 930126 | 320.36
|  | 150 | 4547560 | 930133 | 320.36
|  | 175 | 4547560 | 930140 | 320.36
|  | 200 | 4547560 | 930157 | 441.88
|  | 225 | 4547560 | 930164 | 497.11
|  | 250 | 4547560 | 930171 | 497.11
| Model | InA) | 4P
| E250-SF | 50 | 4547560 | 933424 | 352.62
| Icu = 25kA @ 400V AC | 63 | 4547560 | 933431 | 352.62
| Front Connection (FC) | 100 | 4547560 | 936371 | 448.51
|  | 125 | 4547560 | 929489 | 448.51
|  | 150 | 4547560 | 929496 | 448.51
|  | 175 | 4547560 | 929502 | 448.51
|  | 200 | 4547560 | 929519 | 618.64
|  | 225 | 4547560 | 929526 | 695.96
|  | 250 | 4547560 | 929533 | 695.96
MOULDED CASE CIRCUIT BREAKERS
TB2 LITE 250 FRAME
Fixed thermal and fixed magnetic MCCBs with front connections
| Model | InA) | 3P |  | Price
| S250-SF | 50 | 4547560 | 933448 | 264.46
| Icu = 40kA @ 400V AC | 63 | 4547560 | 933455 | 264.46
| Front Connection (FC) | 100 | 4547560 | 936388 | 336.37
|  | 125 | 4547560 | 930300 | 336.37
|  | 150 | 4547560 | 930317 | 336.37
|  | 175 | 4547560 | 930324 | 336.37
|  | 200 | 4547560 | 930331 | 463.98
|  | 225 | 4547560 | 930348 | 521.96
|  | 250 | 4547560 | 930355 | 521.96
| Model | InA) | 4P
| S250-SF | 50 | 4547560 | 933462 | 370.24
| Icu = 40kA @ 400V AC | 63 | 4547560 | 933479 | 370.24
| Front Connection (FC) | 100 | 4547560 | 936395 | 470.94
|  | 125 | 4547560 | 930423 | 470.94
|  | 150 | 4547560 | 930430 | 470.94
|  | 175 | 4547560 | 930447 | 470.94
|  | 200 | 4547560 | 930454 | 649.55
|  | 225 | 4547560 | 930461 | 730.77
|  | 250 | 4547560 | 930478 | 730.77
Switch Disconnectors
| Model | In (A) | 3P
| S250-SN | 250 | 4547560 | 930942 | 369.6
Front Connection (FC)
| Model | In (A) | 4P
| S250-SN | 250 | 4547560 | 930973 | 492.02
Front Connection (FC)
MOULDED CASE CIRCUIT BREAKERS
TB2 LITE 250 FRAME
MCCBs for Use Above 250V DC
| Model | InA) | 3P |  | Price
| S250-SD | 100 | 4547560 | 941092 | 488.43
| Icu = 5kA @ 600V DC | 125 | 4547560 | 941108 | 509.02
| Icu = 10kA @ 350V DC | 160 | 4547560 | 941115 | 509.02
| Front Connection (FC) | 200 | 4547560 | 941122 | 509.02
|  | 250 | 4547560 | 941139 | 509.02
| Model | InA) | 3P
| S250-GD | 100 | 4547560 | 941177 | 537.26
| Icu = 10kA @ 600V DC | 125 | 4547560 | 941184 | 556.15
| Icu = 15kA @ 500V DC | 160 | 4547560 | 941191 | 556.15
| Front Connection (FC) | 200 | 4547560 | 941207 | 603.28
|  | 250 | 4547560 | 941214 | 639.85
| Model | IR (A) | 3P
| PVS160-SDL | 50 | 4547560 | 938887 | 564.2
| 750V DC | 63 | 4547560 | 938894 | 564.2
| Icu = 5kA | 100 | 4547560 | 938900 | 564.2
| Thermal Magnetic | 125 | 4547560 | 938917 | 564.2
|  | 160 | 4547560 | 938924 | 564.2
Poles wired in series
Reverse Connection version available on request
| Model | IR (A) | 4P
| PVS160-SDL | 50 | 4547560 | 939297 | 573.06
| 750V DC | 63 | 4547560 | 939303 | 573.06
| Icu = 10kA | 100 | 4547560 | 939310 | 573.06
| Thermal Magnetic | 125 | 4547560 | 939327 | 573.06
|  | 160 | 4547560 | 939334 | 573.06
| Model | IR (A) | 4P
| PVS160-SDH | 50 | 4547560 | 939884 | 619.53
| 1000V DC | 63 | 4547560 | 939891 | 619.53
| Icu = 5kA | 100 | 4547560 | 939907 | 619.53
| Thermal Magnetic | 125 | 4547560 | 939914 | 619.53
|  | 160 | 4547560 | 939921 | 619.53
Poles wired in series
Reverse Connection version available on request
| Model | IR (A) | 3P
| PVS250-SDL | 100 | 4547560 | 938931 | 667.78
| 750V DC | 125 | 4547560 | 938948 | 667.78
| Icu = 5kA | 160 | 4547560 | 938955 | 667.78
| Thermal Magnetic | 200 | 4547560 | 938962 | 667.78
|  | 250 | 4547560 | 938979 | 667.78
Poles wired in series
Reverse Connection version available on request
MOULDED CASE CIRCUIT BREAKERS
TB2 LITE 250 FRAME
MCCBs for Use Above 250V DC
| Model | IR (A) | 4P |  | Price
| PVS250-SDL | 100 | 4547560 | 939341 | 676.5
| 750V DC | 125 | 4547560 | 939358 | 676.5
| Icu = 10kA | 160 | 4547560 | 939365 | 676.5
| Thermal Magnetic | 200 | 4547560 | 939372 | 676.5
|  | 250 | 4547560 | 939389 | 676.51
Poles wired in series
Reverse Connection version available on request
| Model | IR (A) | 4P
| PVS250-SDH | 100 | 4547560 | 939938 | 693.82
| 1000V DC | 125 | 4547560 | 939945 | 693.82
| Icu = 5kA | 160 | 4547560 | 939952 | 693.82
| Thermal Magnetic | 200 | 4547560 | 939969 | 693.82
|  | 250 | 4547560 | 939976 | 693.82
Poles wired in series
Reverse Connection version available on request
Switch Disconnectors for use above 250V DC
| Model | In (A) | 3P
| S250-SDN | 250 | 4547560 | 941245 | 480.75
Front Connection (FC)
600V DC
| Model | In (A) | 4P
| PVS160-SNL | 160 | 4547560 | 939426 | 477.71
800V DC
Poles wired in series
Reverse Connection version available on request
| Model | In (A) | 4P
| PVS160-SNH | 160 | 4547560 | 940118 | 486.43
1000V DC
Poles wired in series
Reverse Connection version available on request
| Model | In (A) | 4P
| PVS250-SNL | 250 | 4547560 | 939457 | 519.92
800V DC
Poles wired in series
Reverse Connection version available on request
| Model | In (A) | 4P
| PVS250-SNH | 250 | 4547560 | 940149 | 505.87
1000V DC
Poles wired in series
Reverse Connection version available on request
MOULDED CASE CIRCUIT BREAKERS
TB2 LITE 250 FRAME
Accessories
Auxiliary Switches (AX)
| Field Fit Accessory | Code |  | Price
| Changeover (1AB) | 4547560 | 002489 | 26.76
| Changeover for low currents (1AB) (mA) | 4547560 | 002892 | 26.76
Alarm Switches (AL)
| Field Fit Accessory | Code
| Changeover (left pole) | 4547560 | 002557 | 26.76
| Changeover (right pole) | 4547560 | 002564 | 26.76
Shunt Trips (SHT)
| Field Fit Accessory | Code
| AC 100-120V | 4547560 | 003417 | 87.52
| AC 200-240V | 4547560 | 003424 | 87.52
| AC 380-450V | 4547560 | 003431 | 87.52
| DC 24V | 4547560 | 003448 | 87.52
| DC 48V | 4547560 | 003455 | 87.52
| DC 100-120V | 4547560 | 003462 | 87.52
| DC 200-240V | 4547560 | 003479 | 87.52
MOULDED CASE CIRCUIT BREAKERS
TB2 LITE 250 FRAME
Accessories
Undervoltage Trips (UVT)
| Field Fit Accessory | Code |  | Price
| AC 100-120V | 4547560 | 003547 | 109.43
| AC 200-240V | 4547560 | 003554 | 109.43
| AC 380-450V | 4547560 | 003561 | 109.43
| DC 24V | 4547560 | 003578 | 109.43
| DC 100-120V | 4547560 | 003585 | 109.43
| DC 200-240V | 4547560 | 003592 | 109.43
| DC 24V Time Delay for 3P | 4547560 | 003608 | 160.24
| DC 100-110V Time Delay for 3P | 4547560 | 003615 | 160.24
| DC 200-220V Time Delay for 3P | 4547560 | 003622 | 160.24
| AC 100V to 110V Time Delay for 3P | 4547560 | 003639 | 160.24
| AC 115V to 120V Time Delay for 3P | 4547560 | 003646 | 160.24
| AC 200-220V Time Delay for 3P | 4547560 | 003653 | 160.24
| AC 230-240V Time Delay for 3P | 4547560 | 003660 | 160.24
| AC 380V-415V Time Delay for 3P | 4547560 | 003677 | 160.24
| AC 440V-450V Time Delay for 3P | 4547560 | 003684 | 160.24
| DC 115V to 120V Time Delay for 3P | 4547560 | 003691 | 160.24
| DC 230-240V Time Delay for 3P | 4547560 | 003707 | 160.24
| AC 100-110V Time Delay for 4P | 4547560 | 003714 | 160.24
| AC 200-220V Time Delay for 4P | 4547560 | 003721 | 160.24
| AC 380-415V Time Delay for 4P | 4547560 | 003738 | 160.24
| DC 24V Time Delay for 4P | 4547560 | 003745 | 160.24
| DC 100-110V Time Delay for 4P | 4547560 | 003752 | 160.24
| DC 200-220V Time Delay for 4P | 4547560 | 003769 | 160.24
| AC 115V to 120V Time Delay for 4P | 4547560 | 003776 | 160.24
| AC 230-240V Time Delay for 4P | 4547560 | 003783 | 160.24
| AC 440V-450V Time Delay for 4P | 4547560 | 003790 | 160.24
| DC 115V to 120V Time Delay for 4P | 4547560 | 003806 | 160.24
| DC 230-240V Time Delay for 4P | 4547560 | 003813 | 160.24
MOULDED CASE CIRCUIT BREAKERS
TB2 LITE 250 FRAME
Accessories
Extension Bars
| Field Fit Accessory | Code |  | Price
| 3 Bars (Straight) | 4547560 | 061608 | 32.05
| 3 Bars (Spread) | 4547560 | 061622 | 38.92
| 4 Bars (Straight) | 4547560 | 061615 | 47.12
| 4 Bars (Spread) | 4547560 | 061639 | 51.88
Rear Connections
| Field Fit Accessory | Code
| 3 Studs | 4547560 | 061844 | 56.54
| 4 Studs | 4547560 | 061851 | 75.43
Cable Clamps
| Field Fit Accessory | Code
| 3 clamps | 4547560 | 062247 | 72.95
| 4 clamps | 4547560 | 062254 | 97.26
MOULDED CASE CIRCUIT BREAKERS
TB2 LITE 250 FRAME
Accessories
Motor Operation (MC)
| Field Fit Accessory | Code |  | Price
| 100V to 110V AC | 4547560 | 905728 | 852.32
| 200V to 220V AC | 4547560 | 905766 | 852.32
| 230V to 240V AC | 4547560 | 905803 | 852.32
| 24V DC | 4547560 | 905841 | 852.32
| 48V DC | 4547560 | 905889 | 852.32
| 100V - 110V DC | 4547560 | 905926 | 852.32
| 200V - 220V DC | 4547560 | 905728 | 852.32
Motor Operation (MC) with Auto Reset
| Field Fit Accessory | Code
| 100V to 110V AC | 4547560 | 905742 | 852.32
| 200V to 220V AC | 4547560 | 905780 | 852.32
| 230V to 240V AC | 4547560 | 905827 | 852.32
| 24V DC | 4547560 | 905865 | 852.32
| 48V DC | 4547560 | 905902 | 852.32
| 100V - 110V DC | 4547560 | 905940 | 852.32
| 200V - 220V DC | 4547560 | 905988 | 852.32
Motor plus keylock available on request
MOULDED CASE CIRCUIT BREAKERS
TB2 LITE 250 FRAME
Accessories
External Operating Handles Breaker Mounted Type (HB)
| Field Fit Accessory | Code |  | Price
| Black handle IP3X | 4547560 | 907005 | 109.35
| Red handle IP3X | 4547560 | 907487 | 128.2
| Black handle IP5X | 4547560 | 907012 | 122.54
| Red handle IP5X | 4547560 | 907494 | 147.05
External Operating Handles Panel Mounted Type (S Type)
| Field Fit Accessory | Code
| S Type black handle IP55 | 4547560 | 066344 | 104.16
| S Type red handle IP55 | 4547560 | 066351 | 122.78
| S Type black handle IP65 | 4547560 | 066382 | 122.78
| S Type red handle IP65 | 4547560 | 066399 | 144.39
Slide Type Mechanical Interlocks (MS)
| Field Fit Accessory | Code
| Front, rear connection 250AF 3P | 4547560 | 066986 | 116.75
| Front, rear connection type 250AF 4P | 4547560 | 066993 | 116.75
Order one part between two MCCBs
Link Type Mechanical Interlocks (ML)
| Field Fit Accessory | Code
| Interlock Link RHS | 4547560 | 064869 | 109.43
| Interlock Link LHS 3P | 4547560 | 064876 | 120.23
| Interlock Link LHS 4P | 4547560 | 064883 | 120.23
Order one interlock part for each MCCB
MOULDED CASE CIRCUIT BREAKERS
TB2 LITE 250 FRAME
Accessories
Wire Type Mechanical Interlock (MW)
| Field Fit Accessory | Code |  | Price
| Interlock Wire type mechanism | 4547560 | 064890 | 361.13
| 1m length interlock cable | 4547560 | 036064 | 62.73
| 1.5m length interlock cable | 4547560 | 036057 | 73.04
Order one interlock part for each MCCB and one cable between each pair of MCCBs
Handle Locks (HL)
| Field Fit Accessory | Code
| for 160 / 250AF | 4547560 | 064906 | 18.09
Terminal Covers for Front Connection (FC)
| Field Fit Accessory | Code
| 3P, 1 cover (Short) | 4547560 | 065286 | 22.38
| 4P, 1 cover (Short) | 4547560 | 065293 | 31.31
| 3P, 1 cover (Long) | 4547560 | 065309 | 22.38
| 4P, 1 cover (Long) | 4547560 | 065316 | 31.31
| 3P, 1 cover (Spread) | 4547560 | 065323 | 22.38
| 4P, 1 cover (Spread) | 4547560 | 065330 | 31.31
| Terminal cover lock | 4547560 | 065644 | 3.15
Terminal Covers for Rear Connection
| Field Fit Accessory | Code
| 3P, 1 cover | 4547560 | 067075 | 22.38
| 4P, 1 cover | 4547560 | 067082 | 31.31
| Terminal cover lock | 4547560 | 065644 | 3.15
MOULDED CASE CIRCUIT BREAKERS
TB2 LITE 250 FRAME
Accessories
Terminal Covers for Cable Clamp Connection
| Field Fit Accessory | Code |  | Price
| 3P, 1 cover | 4547560 | 065620 | 22.38
| 4P, 1 cover | 4547560 | 065637 | 31.31
| Terminal cover lock | 4547560 | 065644 | 3.15
Interpole Barriers (BA)
| Field Fit Accessory | Code
Interpole barriers are supplied as standard
2 pieces per 3P MCCB, 3 pieces per 4P MCCB.
for additional barriers please order individually.
| 1 Barrier | 4547560 | 065729 | 3.48
Lead Terminal Block
| Field Fit Accessory | Code
| Left Side | 4547560 | 065743 | 64.25
| Right Side | 4547560 | 065736 | 64.25
Door Flange
| Field Fit Accessory | Code
| For toggle operation | 4547560 | 044908 | 25.63
| For motorised operation | 4547560 | 044915 | 64.58

## TB2 S125 Frame
MOULDED CASE CIRCUIT BREAKERS
TB2 S125 FRAME
Adjustable Thermal and Adjustable Magnetic MCCBs
| Model | IR (A) | 3P |  | Price
| S125-NJ | 32-50 | 4547560 | 255021 | 277.59
| Icu = 36kA @ 400V AC | 40-63 | 4547560 | 255038 | 277.59
| Front Connection (FC) | 63-100 | 4547560 | 255045 | 282.44
|  | 79-125 | 4547560 | 255052 | 292.2
| Model | IR (A) | 4P
| S125-NJ | 32-50 | 4547560 | 255120 | 328.71
| Icu = 36kA @ 400V AC | 40-63 | 4547560 | 255137 | 328.71
| Front Connection (FC) | 63-100 | 4547560 | 255144 | 374.98
|  | 79-125 | 4547560 | 255151 | 423.66
| Model | IR (A) | 3P
| S125-GJ | 13-20 | 4547560 | 255205 | 304.36
| Icu = 65kA @ 400V AC | 20-32 | 4547560 | 255212 | 304.36
| Front Connection (FC) | 32-50 | 4547560 | 255229 | 304.36
|  | 40-63 | 4547560 | 255236 | 304.36
|  | 63-100 | 4547560 | 255243 | 313.5
|  | 79-125 | 4547560 | 255250 | 319.56
| Model | IR (A) | 4P
| S125-GJ | 13-20 | 4547560 | 255304 | 365.24
| Icu = 65kA @ 400V AC | 20-32 | 4547560 | 255311 | 365.24
| Front Connection (FC) | 32-50 | 4547560 | 255328 | 365.24
|  | 40-63 | 4547560 | 255335 | 365.24
|  | 63-100 | 4547560 | 255342 | 418.81
|  | 79-125 | 4547560 | 255359 | 460.22
MCCBs with Magnetic Trip Only
| Model | IR (A) | 3P
| S125-NJ | 12-20 | 4547560 | 257001 | 291.45
| Icu = 36kA @ 400V AC | 20-32 | 4547560 | 257018 | 291.45
| Front Connection (FC) | 32-50 | 4547560 | 257025 | 291.45
|  | 40-63 | 4547560 | 257032 | 291.45
|  | 63-100 | 4547560 | 257049 | 296.56
|  | 80-125 | 4547560 | 257056 | 306.8
| Model | IR (A) | 4P
| S125-NJ | 12-20 | 4547560 | 257100 | 345.11
| Icu = 36kA @ 400V AC | 20-32 | 4547560 | 257117 | 345.11
| Front Connection (FC) | 32-50 | 4547560 | 257124 | 345.11
|  | 40-63 | 4547560 | 257131 | 345.11
|  | 63-100 | 4547560 | 257148 | 393.74
|  | 80-125 | 4547560 | 257155 | 444.85
MOULDED CASE CIRCUIT BREAKERS
TB2 S125 FRAME
Adjustable Thermal and Adjustable Magnetic MCCBs
MCCBs with Magnetic Trip Only
| Model | IR (A) | 3P |  | Price
| S125-GJ | 12-20 | 4547560 | 257506 | 319.56
| Icu = 65kA @ 400V AC | 20-32 | 4547560 | 257513 | 319.56
| Front Connection (FC) | 32-50 | 4547560 | 257520 | 319.56
|  | 40-63 | 4547560 | 257537 | 319.56
|  | 63-100 | 4547560 | 257544 | 319.56
|  | 80-125 | 4547560 | 257551 | 319.56
| Model | IR (A) | 4P
| S125-GJ | 12-20 | 4547560 | 257605 | 383.49
| Icu = 65kA @ 400V AC | 20-32 | 4547560 | 257612 | 383.49
| Front Connection (FC) | 32-50 | 4547560 | 257629 | 383.49
|  | 40-63 | 4547560 | 257636 | 383.49
|  | 63-100 | 4547560 | 257643 | 439.72
|  | 80-125 | 4547560 | 257650 | 483.18
MCCBs with Adjustable Thermal and Fixed Low Instantaneous Trip : For Generator
| Model | IR (A) | 3P
| S125-NJ | 12-20 | 4547560 | 258244 | 333.08
| Icu = 36kA @ 400V AC | 20-32 | 4547560 | 258251 | 333.08
| Front Connection (FC) | 63-100 | 4547560 | 258268 | 338.92
|  | 80-125 | 4547560 | 258275 | 350.64
| Model | IR (A) | 4P
| S125-NJ | 12-20 | 4547560 | 258305 | 394.45
| Icu = 36kA @ 400V AC | 20-32 | 4547560 | 258312 | 394.45
| Front Connection (FC) | 63-100 | 4547560 | 258329 | 449.96
|  | 80-125 | 4547560 | 258336 | 508.41
| Model | IR (A) | 3P
| S125-GJ | 12-20 | 4547560 | 258541 | 365.24
| Icu = 65kA @ 400V AC | 20-32 | 4547560 | 258558 | 365.24
| Front Connection (FC) | 63-100 | 4547560 | 258565 | 365.24
|  | 80-125 | 4547560 | 258572 | 365.24
| Model | IR (A) | 4P
| S125-GJ | 12-20 | 4547560 | 258602 | 438.27
| Icu = 65kA @ 400V AC | 20-32 | 4547560 | 258619 | 438.27
| Front Connection (FC) | 63-100 | 4547560 | 258626 | 502.59
|  | 80-125 | 4547560 | 258633 | 552.2
MCCBs for 1000V AC
| Model | IR (A) | 3P
| VS125-NJ | 20 * | 4547560 | 270932 | 753.45
| 1000V AC | 32 * | 4547560 | 270949 | 753.45
| Icu = 6kA | 50 | 4547560 | 270956 | 876.74
| Thermal Magnetic | 63 | 4547560 | 270963 | 876.74
|  | 100 | 4547560 | 270970 | 876.74
|  | 125 | 4547560 | 270987 | 929.56
* Icu = 4kA
MOULDED CASE CIRCUIT BREAKERS
TB2 S125 FRAME
Circuit Breakers with Residual Current Protection (CBR)
| Model | IR (A) | 3P |  | Price
| ZE125-NJ | 12-20 | 4547560 | 622106 | 737.77
| Icu =25 kA @ 400V AC | 20-32 | 4547560 | 622113 | 737.77
| Front Connection (FC) | 32-50 | 4547560 | 622120 | 737.77
|  | 40-63 | 4547560 | 622137 | 737.77
|  | 63-100 | 4547560 | 622144 | 743.81
|  | 80-125 | 4547560 | 622151 | 802.11
| Model | IR (A) | 4P
| ZE125-NJ | 12-20 | 4547560 | 622205 | 848.35
| Icu =25 kA @ 400V AC | 20-32 | 4547560 | 622212 | 848.35
| Front Connection (FC) | 32-50 | 4547560 | 622229 | 848.35
|  | 40-63 | 4547560 | 622236 | 848.35
|  | 63-100 | 4547560 | 622243 | 904.64
|  | 80-125 | 4547560 | 622250 | 964.95
| Model | IR (A) | 3P
| ZS125-NJ | 12-20 | 4547560 | 622502 | 747.84
| Icu = 36kA @ 400V AC | 20-32 | 4547560 | 622519 | 747.84
| Front Connection (FC) | 32-50 | 4547560 | 622526 | 747.84
|  | 40-63 | 4547560 | 622533 | 747.84
|  | 63-100 | 4547560 | 622540 | 753.84
|  | 80-125 | 4547560 | 622557 | 811.44
| Model | IR (A) | 4P
| ZS125-NJ | 12-20 | 4547560 | 622601 | 862.43
| Icu = 36kA @ 400V AC | 20-32 | 4547560 | 622618 | 862.43
| Front Connection (FC) | 32-50 | 4547560 | 622625 | 862.43
|  | 40-63 | 4547560 | 622632 | 862.43
|  | 63-100 | 4547560 | 622649 | 914.68
|  | 80-125 | 4547560 | 622656 | 975.01
| Model | IR (A) | 3P
| ZS125-GJ | 12-20 | 4547560 | 622304 | 773.98
| Icu = 65kA @ 400V AC | 20-32 | 4547560 | 622311 | 773.98
| Front Connection (FC) | 32-50 | 4547560 | 622328 | 773.98
|  | 40-63 | 4547560 | 622335 | 773.98
|  | 63-100 | 4547560 | 622342 | 790.04
|  | 80-125 | 4547560 | 622359 | 844.33
| Model | IR (A) | 4P
| ZS125-GJ | 12-20 | 4547560 | 622403 | 904.64
| Icu = 65kA @ 400V AC | 20-32 | 4547560 | 622410 | 904.64
| Front Connection (FC) | 32-50 | 4547560 | 622427 | 904.64
|  | 40-63 | 4547560 | 622434 | 904.64
|  | 63-100 | 4547560 | 622441 | 932.04
|  | 80-125 | 4547560 | 622458 | 1025.25
CBR with Residual Monitor and Remote Trip
| Model | IR (A) | 3P
| ZE125-NJ ZP | 12-20 | 4547560 | 622700 | 911.88
| Icu = 25kA @ 400V AC | 20-32 | 4547560 | 622717 | 911.88
| Front Connection (FC) | 32-50 | 4547560 | 622724 | 911.88
|  | 40-63 | 4547560 | 622731 | 911.88
|  | 63-100 | 4547560 | 622748 | 917.79
|  | 80-125 | 4547560 | 622755 | 975.01
| Model | IR (A) | 4P
| ZE125-NJ ZP | 12-20 | 4547560 | 622809 | 975.01
| Icu = 25kA @ 400V AC | 20-32 | 4547560 | 622816 | 975.01
| Front Connection (FC) | 32-50 | 4547560 | 622823 | 975.01
|  | 40-63 | 4547560 | 622830 | 975.01
|  | 63-100 | 4547560 | 622847 | 1075.64
|  | 80-125 | 4547560 | 622854 | 1134.8
MOULDED CASE CIRCUIT BREAKERS
TB2 S125 FRAME
CBR with Residual Monitor and Remote Trip
| Model | IR (A) | 3P |  | Price
| ZS125-NJ ZP | 12-20 | 4547560 | 623103 | 921.73
| Icu = 36kA @ 400V AC | 20-32 | 4547560 | 623110 | 921.73
| Front Connection (FC) | 32-50 | 4547560 | 623127 | 921.73
|  | 40-63 | 4547560 | 623134 | 921.73
|  | 63-100 | 4547560 | 623141 | 927.66
|  | 80-125 | 4547560 | 623158 | 984.17
| Model | IR (A) | 4P
| ZS125-NJ ZP | 12-20 | 4547560 | 623202 | 1034.2
| Icu = 36kA @ 400V AC | 20-32 | 4547560 | 623219 | 1034.2
| Front Connection (FC) | 32-50 | 4547560 | 623226 | 1034.2
|  | 40-63 | 4547560 | 623233 | 1034.2
|  | 63-100 | 4547560 | 623240 | 1085.47
|  | 80-125 | 4547560 | 623257 | 1144.63
| Model | IR (A) | 3P
| ZS125-GJ ZP | 12-20 | 4547560 | 622908 | 947.38
| Icu = 65kA @ 400V AC | 20-32 | 4547560 | 622915 | 947.38
| Front Connection (FC) | 32-50 | 4547560 | 622922 | 947.38
|  | 40-63 | 4547560 | 622939 | 947.38
|  | 63-100 | 4547560 | 622946 | 963.13
|  | 80-125 | 4547560 | 622953 | 1016.44
| Model | IR (A) | 4P
| ZS125-GJ ZP | 12-20 | 4547560 | 623004 | 1075.64
| Icu = 65kA @ 400V AC | 20-32 | 4547560 | 623011 | 1075.64
| Front Connection (FC) | 32-50 | 4547560 | 623028 | 1075.64
|  | 40-63 | 4547560 | 623035 | 1075.64
|  | 63-100 | 4547560 | 623042 | 1102.52
|  | 80-125 | 4547560 | 623059 | 1193.97
Switch Disconnectors
| Model | In (A) | 3P
| S125-NN | 125 | 4547560 | 244902 | 231.35
Front Connection (FC)
| Model | In (A) | 4P
| S125-NN | 125 | 4547560 | 245008 | 306.8
Front Connection (FC)
MOULDED CASE CIRCUIT BREAKERS
TB2 S125 FRAME
Accessories
Auxiliary Switches (AX) General Purpose
| Field Fit Accessory | Code |  | Price
| Changeover | 4547560 | 000348 | 26.79
| Changeover for low currents (mA) | 4547560 | 000324 | 26.79
Auxiliary Switches (AX) Heavy Duty
| Field Fit Accessory | Code
| Normally open | 4547560 | 000300 | 26.79
| Normally closed | 4547560 | 000317 | 26.79
Alarm Switches (AL) General Purpose
| Field Fit Accessory | Code
| Changeover | 4547560 | 000744 | 26.79
| Changeover for low currents (mA) | 4547560 | 000720 | 26.79
Alarm Switches (AL) Heavy Duty
| Field Fit Accessory | Code
| Normally open | 4547560 | 000706 | 26.79
| Normally closed | 4547560 | 000713 | 26.79
Shunt Trips (SHT)
| Field Fit Accessory - Not compatible with CBR | Code
| AC 100-120V | 4547560 | 000904 | 87.65
| AC 200-240V | 4547560 | 000911 | 87.65
| AC 380-450V | 4547560 | 000928 | 87.65
| DC 12V | 4547560 | 000973 | 87.65
| DC 24V | 4547560 | 000935 | 87.65
| DC 48V | 4547560 | 000942 | 87.65
| DC 100-120V | 4547560 | 000959 | 87.65
| DC 200-240V | 4547560 | 000966 | 87.65
MOULDED CASE CIRCUIT BREAKERS
TB2 S125 FRAME
Accessories
Undervoltage Trips (UVT)
| Field Fit Accessory - Not compatible with CBR | Code |  | Price
| AC 100-120V | 4547560 | 001208 | 109.58
| AC 200-240V | 4547560 | 001215 | 109.58
| AC 380-450V | 4547560 | 001222 | 109.58
| DC 24V | 4547560 | 001239 | 109.58
| DC 100-120V | 4547560 | 001246 | 109.58
| DC 200-240V | 4547560 | 001253 | 109.58
| AC 100-110V Time-delay | 4547560 | 001307 | 138.1
| AC 115-120V Time-delay | 4547560 | 001369 | 138.1
| AC 200-220V Time-delay | 4547560 | 001314 | 138.1
| AC 230-240V Time-delay | 4547560 | 001376 | 138.1
| AC 380-415V Time-delay | 4547560 | 001321 | 138.1
| AC 440-450V Time-delay | 4547560 | 001383 | 138.1
| DC 24V Time-delay Version | 4547560 | 001338 | 138.1
| DC 100-110V Time-delay | 4547560 | 001345 | 138.1
| DC 115-120V Time-delay | 4547560 | 001390 | 138.1
| DC 200-220V Time-delay | 4547560 | 001352 | 138.1
| DC 230-240V Time-delay | 4547560 | 001406 | 138.1
*Not suitable for use with CBR
Extension Bars (FB)
| Field Fit Accessory | Code
| 3 bars (Straight) | 4547560 | 010026 | 34.09
| 4 bars (Straight) | 4547560 | 010040 | 46.75
MOULDED CASE CIRCUIT BREAKERS
TB2 S125 FRAME
Accessories
Rear Connections (RC)
| Field Fit Accessory - Not compatible for use with CBR | Code |  | Price
| 3 studs | 4547560 | 080883 | 38.96
| 4 studs | 4547560 | 080890 | 51.95
Fixed Part of Plug-in MCCB (PM)
| Field Fit Accessory - Not compatible for use with CBR | Code
| 3P | 4547560 | 060267 | 97.36
| 4P | 4547560 | 060359 | 129.88
Plug-in Conversion for MCCB
| Field Fit Accessory - Not compatible for use with CBR or MCCBs for 1000V AC | Code
| 3P | 4547560 | 800160 | 53.58
| 4P | 4547560 | 800177 | 71.23
Extension Terminal for Fixed Part of Plug-in MCCB (PF)
| Field Fit Accessory - Not compatible for use with CBR | Code
| 3 bars | 4547560 | 045813 | 34.09
| bars | 4547560 | 045820 | 45.45
Terminal Covers for Extension Terminals for Fixed Part of Plug-In MCCB
| Field Fit Accessory | Code
| 3P 125A Plug-in Base, 1 Terminal Cover | 4547560 | 045707 | 62.84
| 4P 125A Plug-in Base, 1 Terminal Cover | 4547560 | 045714 | 104.73
Control Wiring Terminals for Plug-in MCCBs
| Field Fit Accessory - Not compatible for use with CBR | Code
| Plug for auxiliary switches and alarm switches | 4547560 | 800108 | 19.44
| Plug for shunt trips and undervoltage trips | 4547560 | 800115 | 19.44
Order one plug for each electrical accessory
MOULDED CASE CIRCUIT BREAKERS
TB2 S125 FRAME
Accessories
Control Wiring Terminals for Plug-in MCCBs
| Field Fit Accessory - Not compatible for use with CBR | Code
| Socket | 4547560 | 045004 | 19.62
Order one socket for each electrical accessory
Cable Clamps (FW)
| Field Fit Accessory - Not compatible with CBR | Code
| 3 clamps | 4547560 | 080715 | 36.55
| 4 clamps | 4547560 | 080722 | 48.7
Motor Operation (MC)
| Field Fit Accessory | Code
| AC 100-110V | 4547560 | 755606 | 608.73
| AC 200-220V | 4547560 | 755613 | 608.73
| AC 230-240V | 4547560 | 755620 | 608.73
| DC 24V | 4547560 | 755637 | 608.73
| DC 48V | 4547560 | 755644 | 608.73
| DC 100V | 4547560 | 755651 | 608.73
| DC 200-220V | 4547560 | 755668 | 608.73
Motor Operation (MC) with Automatic Reset
| Field Fit Accessory | Code
| AC 100-110V | 4547560 | 755873 | 608.73
| AC 200-220V | 4547560 | 755880 | 608.73
| AC 230-240V | 4547560 | 755897 | 608.73
| DC 24V | 4547560 | 755675 | 608.73
| DC 48V | 4547560 | 755682 | 608.73
| DC 100V | 4547560 | 755699 | 608.73
| DC 200-220V | 4547560 | 755583 | 608.73
Motor plus keylock available on request
MOULDED CASE CIRCUIT BREAKERS
TB2 S125 FRAME
Accessories
External Operating Handles (Breaker Mounted Type) (HB)
| Field Fit Accessory | Code |  | Price
| Black handle IP3X | 4547560 | 725623 | 71.92
| Black handle IP3X with keylock | 4547560 | 725609 | 102.26
| Red handle IP3X | 4547560 | 726101 | 90.12
| Red handle IP3X with keylock | 4547560 | 726088 | 126.61
| Black handle IP5X | 4547560 | 725630 | 98.88
| Black handle IP5X with keylock | 4547560 | 725616 | 126.61
| Red handle IP5X | 4547560 | 726118 | 114.45
| Red handle IP5X with keylock | 4547560 | 726095 | 150.96
External Operating Handles (Panel Mounted Type) (S Type)
| Field Fit Accessory | Code
| ‘S Type’ Black handle IP55 | 4547560 | 060601 | 117.6
| ‘S Type’ Red handle IP55 | 4547560 | 060618 | 117.6
| ‘S Type’ Black handle IP65 | 4547560 | 060649 | 141.59
| ‘S Type’ Red handle IP65 | 4547560 | 060656 | 141.59
| Castell Cam for K Lock | 4547560 | 800634 | 143.84
Slide Type Mechanical Interlocks (MS)
| Field Fit Accessory | Code
| Front / rear connection 125AF 3P | 4547560 | 033513 | 148.39
| Front / rear connection 125AF 4P | 4547560 | 033520 | 148.39
| Plug-in type 125AF 3P | 4547560 | 033544 | 148.39
| Plug-in type 125AF 4P | 4547560 | 033551 | 148.39
Order one part between two MCCBs
Not suitable for use with CBR
Link Type Mechanical Interlocks (ML)
| Field Fit Accessory - not compatible with CBR | Code
| Right side | 4547560 | 068126 | 114.45
| Left side 3P | 4547560 | 068133 | 114.45
| Left side 4P | 4547560 | 068140 | 114.45
Order one interlock part for each MCCB
Not suitable for use with CBR
MOULDED CASE CIRCUIT BREAKERS
TB2 S125 FRAME
Accessories
Wire Type Mechanical Interlocks (MW)
| Field Fit Accessory - not compatible with CBR | Code |  | Price
| Interlock Mechanism | 4547560 | 036026 | 328.71
| 1m length interlock cable | 4547560 | 036064 | 62.73
| 1.5m length interlock cable | 4547560 | 036057 | 73.04
Order one interlock part for each MCCB and one cable between two MCCBs
Not suitable for use with CBR
Handle Locks (HL)
| Field Fit Accessory | Code |  | Price
| For 125 / 250AF | 4547560 | 037016 | 18.1
Terminal Covers for Front Connection (CF)
| Field Fit Accessory | Code |  | Price
| 3P, 1 cover | 4547560 | 080425 | 22.4
| 4P, 1 cover | 4547560 | 080432 | 29.14
| Terminal cover lock | 4547560 | 038006 | 2.41
Terminal Covers for Rear Connection and Plug-In (CR)
| Field Fit Accessory | Code |  | Price
| 3P, 1 cover | 4547560 | 080487 | 20.18
| 4P, 1 cover | 4547560 | 080494 | 26.88
| Terminal cover lock | 4547560 | 038006 | 2.41
Terminal Covers for Cable Clamps (CS)
| Field Fit Accessory | Code |  | Price
| 3P, 1 cover | 4547560 | 080555 | 20.18
| 4P, 1 cover | 4547560 | 080562 | 26.88
| Terminal cover lock | 4547560 | 038006 | 2.41
MOULDED CASE CIRCUIT BREAKERS
TB2 S125 FRAME
Accessories
Interpole Barriers (BA)
| Field Fit Accessory | Code |  | Price
| 1 barrier | 4547560 | 043062 | 2.41
Interpole barriers are supplied as standard: 2 pieces per 3P MCCB, 3 pieces per 4P MCCB.
For additional barriers please order individually
Lead Terminal Block
| Field Fit Accessory | Code |  | Price
| Left side | 4547560 | 044526 | 71.92
| Right side | 4547560 | 044533 | 71.92
DIN Rail Adapter
| Field Fit Accessory | Code |  | Price
| DIN rail adapter for 125AF & 250AF | 4547560 | 045127 | 30.47
Neutral Link
| Field Fit Accessory | Code |  | Price
| 125A Neutral Link | 4547560 | 800481 | 26.12
| 125/250A Neutral Link Shroud | 4547560 | 800559 | 20.62
Door Flange
| Field Fit Accessory | Code |  | Price
| For toggle operation | 4547560 | 044908 | 25.63
| For motorised operation | 4547560 | 044915 | 64.58

## TB2 S250 and S,H,L 250 Frame
MOULDED CASE CIRCUIT BREAKERS
TB2 S250 FRAME
Adjustable Thermal and Adjustable Magnetic MCCBs
| Description | IR (A) | 1P |  | Price
| S160-NF | 16A | 4547560 | 326707 | 153.42
| Icu = 25 kA @ 400V AC | 20A | 4547560 | 326714 | 153.42
| Front Connection (FC) | 25A | 4547560 | 326721 | 153.42
|  | 32A | 4547560 | 326738 | 153.42
|  | 40A | 4547560 | 326745 | 153.42
|  | 50A | 4547560 | 326752 | 153.42
|  | 63A | 4547560 | 326769 | 153.42
|  | 80A | 4547560 | 326776 | 153.42
|  | 100A | 4547560 | 326783 | 153.42
|  | 125A | 4547560 | 326790 | 153.42
|  | 160A | 4547560 | 326806 | 153.42
| Model | IR (A) | 3P |  | Price
| S160-NJ | 12-20* | 4547560 | 326837 | 304.36
| Icu = 36 kA @ 400V AC | 20-32* | 4547560 | 326844 | 304.36
| *Icu = 30 kA @ 400V AC | 32-50 | 4547560 | 326851 | 304.36
| Front Connection (FC) | 40-63 | 4547560 | 326868 | 304.36
|  | 63-100 | 4547560 | 326875 | 370.1
|  | 80-125 | 4547560 | 326882 | 370.1
|  | 100-160 | 4547560 | 326899 | 370.1
| Model | IR (A) | 4P
| S160-NJ | 12-20* | 4547560 | 326905 | 511.32
| Icu = 36 kA @ 400V AC | 20-32* | 4547560 | 326912 | 511.32
| *Icu = 30 kA @ 400V AC | 32-50 | 4547560 | 326929 | 511.32
| Front Connection (FC) | 40-63 | 4547560 | 326936 | 511.32
|  | 63-100 | 4547560 | 326943 | 560
|  | 80-125 | 4547560 | 326950 | 560
|  | 100-160 | 4547560 | 326967 | 560
| Model | IR (A) | 3P
| S160-GJ | 32-50 | 4547560 | 327025 | 316.51
| Icu = 65 kA @ 400V AC | 40-63 | 4547560 | 327032 | 316.51
| Front Connection (FC) | 63-100 | 4547560 | 327049 | 389.59
|  | 80-125 | 4547560 | 327056 | 389.59
|  | 100-160 | 4547560 | 327063 | 389.59
| Model | IR (A) | 4P
| S160-GJ | 32-50 | 4547560 | 327124 | 518.64
| Icu = 65 kA @ 400V AC | 40-63 | 4547560 | 327131 | 518.64
| Front Connection (FC) | 63-100 | 4547560 | 327148 | 596.54
|  | 80-125 | 4547560 | 327155 | 596.54
|  | 100-160 | 4547560 | 327162 | 596.54
| Model | IR(A) | 3P
| S250-NJ | 100-160 | 4547560 | 312021 | 511.32
| Icu = 36 kA @ 400V AC | 125-200 | 4547560 | 312052 | 511.32
| Front Connection (FC) | 160-250 | 4547560 | 312038 | 584.36
| Model | IR(A) | 4P
| S250-NJ | 100-160 | 4547560 | 312120 | 616.01
| Icu = 36 kA @ 400V AC | 125-200 | 4547560 | 312151 | 730.45
| Front Connection (FC) | 160-250 | 4547560 | 312137 | 949.59
| Model | IR(A) | 3P
| S250-GJ | 100-160 | 4547560 | 312229 | 560
| Icu = 65 kA @ 400V AC | 125-200 | 4547560 | 312250 | 560
| Front Connection (FC) | 160-250 | 4547560 | 312236 | 608.73
| Model | IR(A) | 4P
| S250-GJ | 100-160 | 4547560 | 312328 | 698.81
| Icu = 65 kA @ 400V AC | 125-200 | 4547560 | 312359 | 827.86
| Front Connection (FC) | 160-250 | 4547560 | 312335 | 1046.97
MOULDED CASE CIRCUIT BREAKERS
TB2 S250 FRAME
MCCBs with Magnetic Trip Only
| Model | In (A) | 3P |  | Price
| S160-NJ | 20* | 4547560 | 328305 | 319.56
| Icu = 36 kA @ 400V AC | 32* | 4547560 | 328312 | 319.56
| *Icu = 30 kA Magnetic Trip Only | 50 | 4547560 | 328329 | 319.56
| Front Connection (FC) | 63 | 4547560 | 328336 | 319.56
|  | 100 | 4547560 | 328343 | 388.56
|  | 125 | 4547560 | 328350 | 388.56
|  | 160 | 4547560 | 328367 | 388.56
| Model | In (A) | 4P
| S160-NJ | 20* | 4547560 | 328404 | 536.9
| Icu = 36 kA @ 400V AC | 32* | 4547560 | 328411 | 536.9
| *Icu = 30 kA Magnetic Trip Only | 50 | 4547560 | 328428 | 536.9
| Front Connection (FC) | 63 | 4547560 | 328435 | 536.9
|  | 100 | 4547560 | 328442 | 588.02
|  | 125 | 4547560 | 328459 | 588.02
|  | 160 | 4547560 | 328466 | 588.02
| Model | In (A) | 3P
| S160-GJ | 50 | 4547560 | 328602 | 332.35
| Icu = 65 kA @ 400V AC | 63 | 4547560 | 328619 | 332.35
| Front Connection (FC) | 100 | 4547560 | 328626 | 409.05
|  | 80-125 | 4547560 | 328633 | 409.05
|  | 100-160 | 4547560 | 328640 | 409.05
| Model | In (A) | 4P
| S160-GJ | 50 | 4547560 | 328701 | 544.56
| Icu = 65 kA @ 400V AC | 63 | 4547560 | 328718 | 544.56
| Front Connection (FC) | 100 | 4547560 | 328725 | 626.35
|  | 80-125 | 4547560 | 328732 | 626.35
|  | 100-160 | 4547560 | 328749 | 626.35
| Model | In (A) | 3P
| S250-NJ | 160 | 4547560 | 329302 | 536.9
| Icu = 36 kA @ 400V AC | 200 | 4547560 | 329319 | 536.9
| Front Connection (FC) | 250 | 4547560 | 329326 | 613.56
| Model | In (A) | 4P
| S250-NJ | 160 | 4547560 | 329333 | 646.83
| Icu = 36 kA @ 400V AC | 200 | 4547560 | 329340 | 766.98
| Front Connection (FC) | 250 | 4547560 | 329357 | 997.08
| Model | In (A) | 3P
| S250-GJ | 160 | 4547560 | 329401 | 588.02
| Icu = 65 kA @ 400V AC | 200 | 4547560 | 329418 | 588.02
| Front Connection (FC) | 250 | 4547560 | 329425 | 639.12
| Model | In (A) | 4P
| S250-GJ | 160 | 4547560 | 329432 | 733.76
| Icu = 65 kA @ 400V AC | 200 | 4547560 | 329449 | 869.25
| Front Connection (FC) | 250 | 4547560 | 329456 | 1099.32
MOULDED CASE CIRCUIT BREAKERS
TB2 S250 FRAME
MCCBs with Adjustable Thermal and Fixed Low Instananeous Trip: For Generator
| Model | IR (A) | 3P |  | Price
| S160-NJ | 12-20 | 4547560 | 329517 | 386.32
| Icu = 36 kA @ 400V AC | 20-32 | 4547560 | 329524 | 386.32
| *Icu = 30 kA @ 400V AC | 63-100 | 4547560 | 329531 | 444.12
| Front Connection (FC) | 80-125 | 4547560 | 329548 | 444.12
|  | 100-160 | 4547560 | 329500 | 444.12
| Model | IR (A) | 4P
| S160-NJ | 12-20 | 4547560 | 329616 | 613.56
| Icu = 36 kA @ 400V AC | 20-32 | 4547560 | 329623 | 613.56
| *Icu = 30 kA @ 400V AC | 63-100 | 4547560 | 329630 | 672.03
| Front Connection (FC) | 80-125 | 4547560 | 329647 | 672.03
|  | 100-160 | 4547560 | 329609 | 672.03
| Model | IR (A) | 3P
| S160-GJ | 63-100 | 4547560 | 331008 | 467.49
| Icu = 65 kA @ 400V AC | 80-125 | 4547560 | 331015 | 467.49
| Front Connection (FC) | 100-160 | 4547560 | 331022 | 467.49
| Model | IR (A) | 4P
| S160-GJ | 63-100 | 4547560 | 331039 | 715.82
| Icu = 65 kA @ 400V AC | 80-125 | 4547560 | 331046 | 715.82
| Front Connection (FC) | 100-160 | 4547560 | 331053 | 715.82
| Model | In (A) | 3P
| S250-NJ | 100-160 | 4547560 | 330117 | 613.56
| Icu = 36 kA @ 400V AC | 125-200 | 4547560 | 330124 | 613.56
| Front Connection (FC) | 160-250 | 4547560 | 330100 | 701.24
| Model | In (A) | 4P
| S250-NJ | 100-160 | 4547560 | 330216 | 739.23
| Icu = 36 kA @ 400V AC | 125-200 | 4547560 | 330223 | 876.57
| Front Connection (FC) | 160-250 | 4547560 | 330209 | 1139.51
| Model | In (A) | 3P
| S250-GJ | 100-160 | 4547560 | 330414 | 672.03
| Icu = 65 kA @ 400V AC | 125-200 | 4547560 | 330421 | 672.03
| Front Connection (FC) | 160-250 | 4547560 | 330407 | 730.45
| Model | In (A) | 4P
| S250-GJ | 100-160 | 4547560 | 330438 | 838.57
| Icu = 65 kA @ 400V AC | 125-200 | 4547560 | 330445 | 993.42
| Front Connection (FC) | 160-250 | 4547560 | 330452 | 1256.39
MCCBs for 1000V AC
| Model | IR (A) | 3P
| VS250-NJ | 100-160 | 4547560 | 318504 | 943.24
| 1000V AC | 160-250 | 4547560 | 318511 | 1211.32
Icu = 6kA
Thermal Magnetic
MOULDED CASE CIRCUIT BREAKERS
TB2 S250 FRAME
Circuit Breakers with Residual Current Protection (CBR)
| Model | IR (A) | 3P |  | Price
| ZE250-NJ | 100-160 | 4547560 | 642807 | 912.43
| Icu =25 kA @ 400V AC | 160-250 | 4547560 | 642814 | 1286.64
Front Connection (FC)
| Model | IR (A) | 4P
| ZE250-NJ | 100-160 | 4547560 | 642906 | 1165.99
| Icu =25 kA @ 400V AC | 160-250 | 4547560 | 642913 | 1527.83
Front Connection (FC)
| Model | IR (A) | 3P
| ZS250-NJ | 100-160 | 4547560 | 643002 | 921.77
| Icu = 36kA @ 400V AC | 160-250 | 4547560 | 643019 | 1296.67
Front Connection (FC)
| Model | IR (A) | 4P
| ZS250-NJ | 100-160 | 4547560 | 643101 | 1176.04
| Icu = 36kA @ 400V AC | 160-250 | 4547560 | 643118 | 1543.94
Front Connection (FC)
| Model | IR (A) | 3P
| ZS250-GJ | 100-160 | 4547560 | 643200 | 964.95
| Icu = 65kA @ 400V AC | 160-250 | 4547560 | 643217 | 1467.54
Front Connection (FC)
| Model | IR (A) | 4P
| ZS250-GJ | 100-160 | 4547560 | 643309 | 1193.48
| Icu = 65kA @ 400V AC | 160-250 | 4547560 | 643316 | 1708.76
Front Connection (FC)
CBR with Residual Current Monitor and Remote Trip Module
| Model | IR (A) | 3P
| ZE250-NJ ZP | 100-160 | 4547560 | 644009 | 1083.25
| Icu =25 kA @ 400V AC | 160-250 | 4547560 | 644016 | 1450.42
Front Connection (FC)
| Model | IR (A) | 4P
| ZE250-NJ ZP | 100-160 | 4547560 | 644108 | 1332.07
| Icu =25 kA @ 400V AC | 160-250 | 4547560 | 644115 | 1687.17
Front Connection (FC)
MOULDED CASE CIRCUIT BREAKERS
TB2 S250 FRAME
CBR with Residual Current Monitor and Remote Trip Module
| Model | IR (A) | 3P |  | Price
| ZS250-NJ ZP | 100-160 | 4547560 | 644207 | 1092.42
| Icu = 36kA @ 400V AC | 160-250 | 4547560 | 644214 | 1460.27
Front Connection (FC)
| Model | IR (A) | 4P
| ZS250-NJ ZP | 100-160 | 4547560 | 644306 | 1341.95
| Icu = 36kA @ 400V AC | 160-250 | 4547560 | 644313 | 1702.95
Front Connection (FC)
| Model | IR (A) | 3P
| ZS250-GJ ZP | 100-160 | 4547560 | 644405 | 1134.8
| Icu = 65kA @ 400V AC | 160-250 | 4547560 | 644412 | 1627.97
Front Connection (FC)
| Model | IR (A) | 4P
| ZS250-GJ ZP | 100-160 | 4547560 | 644504 | 1359.05
| Icu = 65kA @ 400V AC | 160-250 | 4547560 | 644511 | 1864.71
Front Connection (FC)
Switch Disconnectors
| Model | In (A) | 3P
| S250-NN | 250 | 4547560 | 316005 | 389.59
Front Connection (FC)
| Model | In (A) | 4P
| S250-NN | 250 | 4547560 | 316104 | 518.64
Front Connection (FC)
MOULDED CASE CIRCUIT BREAKERS
TB2 S/H/L 250 FRAME
Adjustable Thermal and Adjustable Magnetic MCCBs
| Model | IR (A) | 3P |  | Price
| S125-RJ | 13-20 | 4547560 | 272127 | 413.94
| Icu = Ics = 65kA @ 400V AC | 20-32 | 4547560 | 272134 | 413.94
| Front Connection (FC) | 32-50 | 4547560 | 272141 | 474.83
|  | 40-63 | 4547560 | 272158 | 474.83
|  | 63-100 | 4547560 | 272165 | 474.83
|  | 80-125 | 4547560 | 272172 | 645.24
| Model | IR (A) | 4P
| S125-RJ | 13-20 | 4547560 | 272189 | 486.99
| Icu = Ics = 65kA @ 400V AC | 20-32 | 4547560 | 272196 | 486.99
| Front Connection (FC) | 32-50 | 4547560 | 272202 | 584.38
|  | 40-63 | 4547560 | 272219 | 584.38
|  | 63-100 | 4547560 | 272226 | 584.38
|  | 80-125 | 4547560 | 272233 | 844.93
| Model | IR (A) | 3P
| H125-NJ | 13-20 | 4547560 | 255403 | 413.94
| Icu = 125kA @ 400V AC | 20-32 | 4547560 | 255410 | 413.94
| Front Connection (FC) | 32-50 | 4547560 | 255427 | 474.83
|  | 40-63 | 4547560 | 255434 | 474.83
|  | 63-100 | 4547560 | 255441 | 474.83
|  | 80-125 | 4547560 | 255458 | 645.24
| Model | IR (A) | 4P
| H125-NJ | 13-20 | 4547560 | 255502 | 486.99
| Icu = 125kA @ 400V AC | 20-32 | 4547560 | 255519 | 486.99
| Front Connection (FC) | 32-50 | 4547560 | 255526 | 584.38
|  | 40-63 | 4547560 | 255533 | 584.38
|  | 63-100 | 4547560 | 255540 | 584.38
|  | 80-125 | 4547560 | 255557 | 844.93
| Model | IR (A) | 3P
| L125-NJ | 13-20 | 4547560 | 255601 | 498.56
| Icu = 200kA @ 400V AC | 20-32 | 4547560 | 255618 | 498.56
| Front Connection (FC) | 32-50 | 4547560 | 255625 | 498.56
|  | 40-63 | 4547560 | 255632 | 498.56
|  | 63-100 | 4547560 | 255649 | 498.56
|  | 80-125 | 4547560 | 255656 | 677.46
| Model | IR (A) | 4P
| L125-NJ | 13-20 | 4547560 | 255700 | 511.32
| Icu = 200kA @ 400V AC | 20-32 | 4547560 | 255717 | 511.32
| Front Connection (FC) | 32-50 | 4547560 | 255724 | 511.32
|  | 40-63 | 4547560 | 255731 | 511.32
|  | 63-100 | 4547560 | 255748 | 511.32
|  | 80-125 | 4547560 | 255755 | 887.13
| Model | IR (A) | 3P
| H160-NJ | 100-160 | 4547560 | 318474 | 730.45
Icu = 125 kA @ 400V AC
Front Connection (FC)
| Model | IR (A) | 4P
| H160-NJ | 100-160 | 4547560 | 318573 | 949.59
Icu = 125 kA @ 400V AC
Front Connection (FC)
MOULDED CASE CIRCUIT BREAKERS
TB2 S/H/L 250 FRAME
Adjustable Thermal and Adjustable Magnetic MCCBs
| Model | IR (A) | 3P |  | Price
| L160-NJ | 100-160 | 4547560 | 318672 | 766.98
Icu = 200 kA @ 400V AC
Front Connection (FC)
| Model | IR (A) | 4P
| L160-NJ | 100-160 | 4547560 | 318771 | 997.08
Icu = 200 kA @ 400V AC
Front Connection (FC)
| Model | IR(A) | 3P
| S250-RJ | 100-160 | 4547560 | 348198 | 925.26
| Icu = Ics = 65kA @ 400V AC | 160-250 | 4547560 | 348204 | 1193.09
Front Connection (FC)
| Model | IR(A) | 4P
| S250-RJ | 100-160 | 4547560 | 348211 | 1229.6
| Icu = Ics = 65kA @ 400V AC | 160-250 | 4547560 | 348228 | 1558.29
Front Connection (FC)
| Model | IR(A) | 3P
| H250-NJ | 100-160 | 4547560 | 312427 | 925.26
| Icu = 125 kA @ 400V AC | 160-250 | 4547560 | 312434 | 1193.09
Front Connection (FC)
| Model | IR(A) | 4P
| H250-NJ | 100-160 | 4547560 | 312526 | 1229.6
| Icu = 125 kA @ 400V AC | 160-250 | 4547560 | 312533 | 1558.29
Front Connection (FC)
| Model | IR(A) | 3P
| L250-NJ | 100-160 | 4547560 | 312625 | 1064.04
| Icu = 200 kA @ 400V AC | 160-250 | 4547560 | 312632 | 1372.05
Front Connection (FC)
| Model | IR(A) | 4P
| L250-NJ | 100-160 | 4547560 | 312724 | 1414.05
| Icu = 200 kA @ 400V AC | 160-250 | 4547560 | 312731 | 1825.66
Front Connection (FC)
MOULDED CASE CIRCUIT BREAKERS
TB2 S/H/L 250 FRAME
Electronic MCCBs
Model | Protection Codes | IR (A) | 3P |  | Price
S250-NE | A 40 | 16-40 | 4547560 | 331701 | 449.11
Icu = 36 kA @ 400V AC | AN 40 | 16-40
Front Connection (FC) | AP 40 | 16-40 | 4547560 | 331718 | 580.36
| APN 40 | 16-40
Electronic Protection Codes: | A 125 | 50-125 | 4547560 | 331800 | 449.11
A - LSI | AN 125 | 50-125
P - Preferential Trip Alarm; | AP 125 | 50-125 | 4547560 | 331817 | 580.36
G - Ground Fault; | APN 125 | 50-125
N - Neutral Protection | A 160 | 63-160 | 4547560 | 337802 | 644.01
| AN 160 | 63-160
| AP 160 | 63-160 | 4547560 | 337819 | 779.75
| APN 160 | 63-160
| A 250 | 100-250 | 4547560 | 331909 | 893.13
| AN 250 | 100-250
| AP 250 | 100-250 | 4547560 | 331916 | 1028.63
| APN 250 | 100-250
Model | Protection Codes | IR (A) | 4P
S250-NE | A 40 | 16-40 | 4547560 | 331725 | 623.67
Icu = 36 kA @ 400V AC | AN 40 | 16-40 | 4547560 | 331749 | 876.78
Front Connection (FC) | AP 40 | 16-40 | 4547560 | 331732 | 809.86
| APN 40 | 16-40 | 4547560 | 331756 | 1032.8
Electronic Protection Codes: | A 125 | 50-125 | 4547560 | 331824 | 623.67
A - LSI | AN 125 | 50-125 | 4547560 | 331848 | 876.78
P - Preferential Trip Alarm; | AP 125 | 50-125 | 4547560 | 331831 | 809.86
G - Ground Fault; | APN 125 | 50-125 | 4547560 | 331855 | 1032.8
N - Neutral Protection | A 160 | 63-160 | 4547560 | 337826 | 845.7
| AN 160 | 63-160 | 4547560 | 337840 | 1100.23
| AP 160 | 63-160 | 4547560 | 337833 | 1033.32
| APN 160 | 63-160 | 4547560 | 337857 | 1256.3
| A 250 | 100-250 | 4547560 | 331923 | 1177.86
| AN 250 | 100-250 | 4547560 | 331947 | 1442.21
| AP 250 | 100-250 | 4547560 | 331930 | 1375.32
| APN 250 | 100-250 | 4547560 | 331954 | 1598.26
MOULDED CASE CIRCUIT BREAKERS
TB2 S/H/L 250 FRAME
Electronic MCCBs
Model | Protection Codes | IR (A) | 3P |  | Price
S250-GE | A 40 | 16-40 | 4547560 | 332005 | 483.01
Icu = 65kA @ 400V AC | AN 40 | 16-40
Front Connection (FC) | AP 40 | 16-40 | 4547560 | 332012 | 638.91
| APN 40 | 16-40
Electronic Protection Codes: | A 125 | 50-125 | 4547560 | 332104 | 483.01
A - LSI | AN 125 | 50-125
P - Preferential Trip Alarm; | AP 125 | 50-125 | 4547560 | 332111 | 638.91
G - Ground Fault; | APN 125 | 50-125
N - Neutral Protection | A 160 | 63-160 | 4547560 | 337925 | 669.44
| AN 160 | 63-160
| AP 160 | 63-160 | 4547560 | 337932 | 807.66
| APN 160 | 63-160
| A 250 | 100-250 | 4547560 | 332203 | 957.54
| AN 250 | 100-250
| AP 250 | 100-250 | 4547560 | 332210 | 1135.86
| APN 250 | 100-250
Model | Protection Codes | IR (A) | 4P
S250-GE | A 40 | 16-40 | 4547560 | 332029 | 659.26
Icu = 65kA @ 400V AC | AN 40 | 16-40 | 4547560 | 332043 | 934.67
Front Connection (FC) | AP 40 | 16-40 | 4547560 | 332036 | 867.78
| APN 40 | 16-40 | 4547560 | 332050 | 1090.77
Electronic Protection Codes: | A 125 | 50-125 | 4547560 | 332128 | 659.26
A - LSI | AN 125 | 50-125 | 4547560 | 332142 | 934.67
P - Preferential Trip Alarm; | AP 125 | 50-125 | 4547560 | 332135 | 867.78
G - Ground Fault; | APN 125 | 50-125 | 4547560 | 332159 | 1090.77
N - Neutral Protection | A 160 | 63-160 | 4547560 | 337949 | 850.76
| AN 160 | 63-160 | 4547560 | 337963 | 1121.97
| AP 160 | 63-160 | 4547560 | 337956 | 1055.06
| APN 160 | 63-160 | 4547560 | 337970 | 1277.99
| A 250 | 100-250 | 4547560 | 332227 | 1211.75
| AN 250 | 100-250 | 4547560 | 332241 | 1475.27
| AP 250 | 100-250 | 4547560 | 332234 | 1408.35
| APN 250 | 100-250 | 4547560 | 332258 | 1631.32
MOULDED CASE CIRCUIT BREAKERS
TB2 S/H/L 250 FRAME
Electronic MCCBs
Model | Protection Codes | IR (A) | 3P |  | Price
S250-PE | A 40 | 16-40 | 4547560 | 327704 | 521.99
Icu = 70kA @ 400V AC | AN 40 | 16-40
Front Connection (FC) | AP 40 | 16-40 | 4547560 | 327711 | 655.53
| APN 40 | 16-40
Electronic Protection Codes: | A 125 | 50-125 | 4547560 | 327803 | 521.99
A - LSI | AN 125 | 50-125
P - Preferential Trip Alarm; | AP 125 | 50-125 | 4547560 | 327810 | 655.53
G - Ground Fault; | APN 125 | 50-125
N - Neutral Protection | A 160 | 63-160 | 4547560 | 327902 | 779.58
| AN 160 | 63-160
| AP 160 | 63-160 | 4547560 | 327919 | 943.84
| APN 160 | 63-160
| A 250 | 100-250 | 4547560 | 319006 | 1049.07
| AN 250 | 100-250
| AP 250 | 100-250 | 4547560 | 319020 | 1188.2
| APN 250 | 100-250
Model | Protection Codes | IR (A) | 4P
S250-PE | A 40 | 16-40 | 4547560 | 327728 | 710.11
Icu = 70kA @ 400V AC | AN 40 | 16-40 | 4547560 | 327742 | 957.24
Front Connection (FC) | AP 40 | 16-40 | 4547560 | 327735 | 890.34
| APN 40 | 16-40 | 4547560 | 327759 | 1113.34
Electronic Protection Codes: | A 125 | 50-125 | 4547560 | 327827 | 710.11
A - LSI | AN 125 | 50-125 | 4547560 | 327841 | 957.24
P - Preferential Trip Alarm; | AP 125 | 50-125 | 4547560 | 327834 | 890.34
G - Ground Fault; | APN 125 | 50-125 | 4547560 | 327858 | 1113.34
N - Neutral Protection | A 160 | 63-160 | 4547560 | 327926 | 932.12
| AN 160 | 63-160 | 4547560 | 327940 | 1185.12
| AP 160 | 63-160 | 4547560 | 327933 | 1118.18
| APN 160 | 63-160 | 4547560 | 327957 | 1341.14
| A 250 | 100-250 | 4547560 | 319013 | 1313.44
| AN 250 | 100-250 | 4547560 | 319044 | 1580.33
| AP 250 | 100-250 | 4547560 | 319037 | 1513.42
| APN 250 | 100-250 | 4547560 | 319051 | 1736.39
MOULDED CASE CIRCUIT BREAKERS
TB2 S/H/L 250 FRAME
Electronic MCCBs
Model | Protection Codes | IR (A) | 3P |  | Price
H250-NE | A 40 | 16-40 | 4547560 | 328008 | 813.45
Icu = 125kA @ 400V AC | AN 40 | 16-40
Front Connection (FC) | AP 40 | 16-40 | 4547560 | 328015 | 928.26
| APN 40 | 16-40
| A 125 | 50-125 | 4547560 | 328107 | 813.45
| AN 125 | 50-125
| AP 125 | 50-125 | 4547560 | 328114 | 928.26
| APN 125 | 50-125
| A 160 | 63-160 | 4547560 | 328206 | 855.35
| AN 160 | 63-160
Electronic Protection Codes: | AP 160 | 63-160 | 4547560 | 328213 | 962.02
A -LSI | APN 160 | 63-160
P - Preferential Trip Alarm; | A 250 | 100-250 | 4547560 | 319105 | 1206.11
G - Ground Fault; | AN 250 | 100-250
N - Neutral Protection | AP 250 | 100-250 | 4547560 | 319129 | 1312.82
| APN 250 | 100-250
Model | Protection Codes | IR (A) | 4P
H250-NE | A 40 | 16-40 | 4547560 | 328022 | 837.9
Icu = 125kA @ 400V AC | AN 40 | 16-40 | 4547560 | 328046 | 1060.86
Front Connection (FC) | AP 40 | 16-40 | 4547560 | 328039 | 993.95
| APN 40 | 16-40 | 4547560 | 328053 | 1216.95
| A 125 | 50-125 | 4547560 | 328121 | 837.9
| AN 125 | 50-125 | 4547560 | 328145 | 1060.86
| AP 125 | 50-125 | 4547560 | 328138 | 993.95
| APN 125 | 50-125 | 4547560 | 328152 | 1216.95
| A 160 | 63-160 | 4547560 | 328220 | 1074.09
| AN 160 | 63-160 | 4547560 | 328244 | 1297.07
Electronic Protection Codes: | AP 160 | 63-160 | 4547560 | 328237 | 1230.17
A -LSI | APN 160 | 63-160 | 4547560 | 328251 | 1290.59
P - Preferential Trip Alarm; | A 250 | 100-250 | 4547560 | 319112 | 1584.01
G - Ground Fault; | AN 250 | 100-250 | 4547560 | 319143 | 1807.02
N - Neutral Protection | AP 250 | 100-250 | 4547560 | 319136 | 1740.07
| APN 250 | 100-250 | 4547560 | 319150 | 1800.49
MOULDED CASE CIRCUIT BREAKERS
TB2 S/H/L 250 FRAME
MCCBs with Measurement and Data Communication
Model | Protection Codes | IR (A) | 3P |  | Price
S250-NE | AC | 16-40 | 4547560 | 343155 | 1749.96
Icu = 36kA @ 400V AC | ACP | 16-40 | 4547560 | 343162 | 1784.01
Front Connection (FC) | ACZ | 16-40 | 4547560 | 343179 | 1784.01
| ACPZ | 16-40 | 4547560 | 343186 | 1818.01
Electronic Protection Codes: | AC | 50-125 | 4547560 | 343230 | 1749.96
A - LTD + STD + INST | ACP | 50-125 | 4547560 | 343247 | 1784.01
C - Communication function | ACZ | 50-125 | 4547560 | 343254 | 1784.01
P - Pre-trip alarm | ACPZ | 50-125 | 4547560 | 343261 | 1818.01
Z - Zone Interlock | AC | 63-160 | 4547560 | 343315 | 1749.96
N - N-phase protection | ACP | 63-160 | 4547560 | 343322 | 1784.01
| ACZ | 63-160 | 4547560 | 343339 | 1784.01
| ACPZ | 63-160 | 4547560 | 343346 | 1818.01
| AC | 100-250 | 4547560 | 343391 | 1766.99
| ACP | 100-250 | 4547560 | 343407 | 1801.01
| ACZ | 100-250 | 4547560 | 343414 | 1801.01
| ACPZ | 100-250 | 4547560 | 343421 | 1835.05
Model | Protection Codes | IR (A) | 4P
S250-NE | ACN | 16-40 | 4547560 | 343193 | 2157.44
Icu = 36kA @ 400V AC | ACNP | 16-40 | 4547560 | 343209 | 2191.47
Front Connection (FC) | ACNZ | 16-40 | 4547560 | 343216 | 2191.47
| ACNPZ | 16-40 | 4547560 | 343223 | 2225.52
Electronic Protection Codes: | ACN | 50-125 | 4547560 | 343278 | 2157.44
A - LTD + STD + INST | ACNP | 50-125 | 4547560 | 343285 | 2191.47 | 830.78 | 830.78
C - Communication function | ACNZ | 50-125 | 4547560 | 343292 | 2191.47
P - Pre-trip alarm | ACNPZ | 50-125 | 4547560 | 343308 | 2225.52
Z - Zone Interlock | ACN | 63-160 | 4547560 | 343353 | 2157.44
N - N-phase protection | ACNP | 63-160 | 4547560 | 343360 | 2191.47
| ACNZ | 63-160 | 4547560 | 343377 | 2191.47
| ACNPZ | 63-160 | 4547560 | 343384 | 2225.52
| ACN | 100-250 | 4547560 | 343438 | 2174.45
| ACNP | 100-250 | 4547560 | 343445 | 2208.5
| ACNZ | 100-250 | 4547560 | 343452 | 2208.5
| ACNPZ | 100-250 | 4547560 | 343469 | 2242.53
MOULDED CASE CIRCUIT BREAKERS
TB2 S/H/L 250 FRAME
MCCBs with Measurement and Data Communication
Model | Protection Codes | IR (A) | 3P |  | Price
S250-GE | AC | 16-40 | 4547560 | 343797 | 1784.85
Icu = 65kA @ 400V AC | ACP | 16-40 | 4547560 | 343803 | 1818.91
Front Connection (FC) | ACZ | 16-40 | 4547560 | 343810 | 1818.91
| ACPZ | 16-40 | 4547560 | 343827 | 1852.95
Electronic Protection Codes: | AC | 50-125 | 4547560 | 343872 | 1784.85
A - LTD + STD + INST | ACP | 50-125 | 4547560 | 343889 | 1818.91
C - Communication function | ACZ | 50-125 | 4547560 | 343896 | 1818.91
P - Pre-trip alarm | ACPZ | 50-125 | 4547560 | 343902 | 1852.94
Z - Zone Interlock | AC | 63-160 | 4547560 | 343957 | 1784.85
N - N-phase protection | ACP | 63-160 | 4547560 | 343964 | 1818.91
| ACZ | 63-160 | 4547560 | 343971 | 1818.91
| ACPZ | 63-160 | 4547560 | 343988 | 1852.94
| AC | 100-250 | 4547560 | 344039 | 1801.89
| ACP | 100-250 | 4547560 | 344046 | 1835.92
| ACZ | 100-250 | 4547560 | 344053 | 1835.92
| ACPZ | 100-250 | 4547560 | 344060 | 1869.96
Model | Protection Codes | IR (A) | 4P
S250-GE | ACN | 16-40 | 4547560 | 343834 | 2192.33
Icu = 65 kA @ 400V AC | ACNP | 16-40 | 4547560 | 343841 | 2226.37
Front Connection (FC) | ACNZ | 16-40 | 4547560 | 343858 | 2226.37
| ACNPZ | 16-40 | 4547560 | 343865 | 2260.42
| ACN | 50-125 | 4547560 | 343919 | 2192.34
Electronic Protection Codes: | ACNP | 50-125 | 4547560 | 343926 | 2226.37
A - LTD + STD + INST | ACNZ | 50-125 | 4547560 | 343933 | 2226.37
C - Communication function | ACNPZ | 50-125 | 4547560 | 343940 | 2260.42
P - Pre-trip alarm | ACN | 63-160 | 4547560 | 343995 | 2192.34
Z - Zone Interlock | ACNP | 63-160 | 4547560 | 344008 | 2226.37
N - N-phase protection | ACNZ | 63-160 | 4547560 | 344015 | 2226.37
| ACNPZ | 63-160 | 4547560 | 344022 | 2260.42
| ACN | 100-250 | 4547560 | 344077 | 2209.36
| ACNP | 100-250 | 4547560 | 344084 | 2243.4
| ACNZ | 100-250 | 4547560 | 344091 | 2243.4
| ACNPZ | 100-250 | 4547560 | 344107 | 2277.42
MOULDED CASE CIRCUIT BREAKERS
TB2 S/H/L 250 FRAME
MCCBs with Measurement and Data Communication
Model | Protection Codes | IR (A) | 3P |  | Price
S250-PE | AC | 16-40 | 4547560 | 344435 | 1889.59
Icu = 70kA @ 400V AC | ACP | 16-40 | 4547560 | 344442 | 1923.64
Front Connection (FC) | ACZ | 16-40 | 4547560 | 344459 | 1923.64
| ACPZ | 16-40 | 4547560 | 344466 | 1957.66
Electronic Protection Codes: | AC | 50-125 | 4547560 | 344510 | 1889.59
A - LTD + STD + INST | ACP | 50-125 | 4547560 | 344527 | 1923.64
C - Communication function | ACZ | 50-125 | 4547560 | 344534 | 1923.64
P - Pre-trip alarm | ACPZ | 50-125 | 4547560 | 344541 | 1957.66
Z - Zone Interlock | AC | 63-160 | 4547560 | 344596 | 1889.59
N - N-phase protection | ACP | 63-160 | 4547560 | 344602 | 1923.64
| ACZ | 63-160 | 4547560 | 344619 | 1923.64
| ACPZ | 63-160 | 4547560 | 344626 | 1957.66
| AC | 100-250 | 4547560 | 344671 | 1906.62
| ACP | 100-250 | 4547560 | 344688 | 1940.65
| ACZ | 100-250 | 4547560 | 344695 | 1940.65
| ACPZ | 100-250 | 4547560 | 344701 | 1974.7
Model | Protection Codes | IR (A) | 4P
S250-PE | ACN | 16-40 | 4547560 | 344473 | 2297.07
Icu = 70kA @ 400V AC | ACNP | 16-40 | 4547560 | 344480 | 2331.1
Front Connection (FC) | ACNZ | 16-40 | 4547560 | 344497 | 2331.1
| ACNPZ | 16-40 | 4547560 | 344503 | 2365.16
| ACN | 50-125 | 4547560 | 344558 | 2297.07
Electronic Protection Codes: | ACNP | 50-125 | 4547560 | 344565 | 2331.1
A - LTD + STD + INST | ACNZ | 50-125 | 4547560 | 344572 | 2331.1
C - Communication function | ACNPZ | 50-125 | 4547560 | 344589 | 2365.16
P - Pre-trip alarm | ACN | 63-160 | 4547560 | 344633 | 2297.07
Z - Zone Interlock | ACNP | 63-160 | 4547560 | 344640 | 2331.1
N - N-phase protection | ACNZ | 63-160 | 4547560 | 344657 | 2331.1
| ACNPZ | 63-160 | 4547560 | 344664 | 2365.16
| ACN | 100-250 | 4547560 | 344718 | 2314.08
| ACNP | 100-250 | 4547560 | 344725 | 2348.14
| ACNZ | 100-250 | 4547560 | 344732 | 2348.14
| ACNPZ | 100-250 | 4547560 | 344749 | 2382.17
MOULDED CASE CIRCUIT BREAKERS
TB2 S/H/L 250 FRAME
MCCBs with Measurement and Data Communication
Model | Protection Codes | IR (A) | 3P |  | Price
H250-NE | AC | 16-40 | 4547560 | 344756 | 1938.07
Icu = 125kA @ 400V AC | ACP | 16-40 | 4547560 | 344763 | 1972.95
Front Connection (FC) | ACZ | 16-40 | 4547560 | 344770 | 1972.95
| ACPZ | 16-40 | 4547560 | 344787 | 2007.89
Electronic Protection Codes: | AC | 50-125 | 4547560 | 344831 | 1938.07
A - LTD + STD + INST | ACP | 50-125 | 4547560 | 344848 | 1972.95
C - Communication function | ACZ | 50-125 | 4547560 | 344855 | 1972.95
P - Pre-trip alarm | ACPZ | 50-125 | 4547560 | 344862 | 2007.89
Z - Zone Interlock | AC | 63-160 | 4547560 | 344916 | 1938.07
N - N-phase protection | ACP | 63-160 | 4547560 | 344923 | 1972.95
| ACZ | 63-160 | 4547560 | 344930 | 1972.95
| ACPZ | 63-160 | 4547560 | 344947 | 2007.89
| AC | 100-250 | 4547560 | 344992 | 1955.52
| ACP | 100-250 | 4547560 | 345005 | 1990.42
| ACZ | 100-250 | 4547560 | 345012 | 1990.42
| ACPZ | 100-250 | 4547560 | 345029 | 2025.34
Model | Protection Codes | IR (A) | 4P
H250-NE | ACN | 16-40 | 4547560 | 344794 | 2355.97
Icu = 125 kA @ 400V AC | ACNP | 16-40 | 4547560 | 344800 | 2390.88
Front Connection (FC) | ACNZ | 16-40 | 4547560 | 344817 | 2390.88
| ACNPZ | 16-40 | 4547560 | 344824 | 2425.8
| ACN | 50-125 | 4547560 | 344879 | 2355.97
Electronic Protection Codes: | ACNP | 50-125 | 4547560 | 344886 | 2390.88
A - LTD + STD + INST | ACNZ | 50-125 | 4547560 | 344893 | 2390.88
C - Communication function | ACNPZ | 50-125 | 4547560 | 344909 | 2425.8
P - Pre-trip alarm | ACN | 63-160 | 4547560 | 344954 | 2355.97
Z - Zone Interlock | ACNP | 63-160 | 4547560 | 344961 | 2390.88
N - N-phase protection | ACNZ | 63-160 | 4547560 | 344978 | 2390.88
| ACNPZ | 63-160 | 4547560 | 344985 | 2425.8
| ACN | 100-250 | 4547560 | 345036 | 2373.42
| ACNP | 100-250 | 4547560 | 345043 | 2408.34
| ACNZ | 100-250 | 4547560 | 345050 | 2408.34
| ACNPZ | 100-250 | 4547560 | 345067 | 2443.26
MCCBs with Icu = 70kA at 690V AC
| Model | IR (A) | 3P
| L125-PJ | 12 - 20 | 4547560 | 268090 | 805.5
| 690V AC | 20 - 32 | 4547560 | 268106 | 805.5
| Icu = 70kA | 32 -50 | 4547560 | 268113 | 805.5
| Front Connection (FC) | 40 - 63 | 4547560 | 268120 | 805.5
|  | 63 -100 | 4547560 | 268137 | 805.5
|  | 80 -125 | 4547560 | 268144 | 805.5
MOULDED CASE CIRCUIT BREAKERS
TB2 S250 AND S/H/L 250 FRAME
Accessories
Auxiliary Switches (AX) General Purpose
| Field Fit Accessory | Code |  | Price
| Changeover | 4547560 | 000348 | 26.79
| Changeover for low currents (mA) | 4547560 | 000324 | 26.79
| Early make switch | 4547560 | 710513 | 32.4
Auxiliary Switches (AX) Heavy Duty
| Field Fit Accessory | Code
| Normally open | 4547560 | 000300 | 26.79
| Normally closed | 4547560 | 000317 | 26.79
Alarm Switches (AL) General Purpose
| Field Fit Accessory | Code
| Changeover | 4547560 | 000744 | 26.79
| Changeover for low currents (mA) | 4547560 | 000720 | 26.79
Alarm Switches (AL) Heavy Duty
| Field Fit Accessory | Code
| Normally open | 4547560 | 000706 | 26.79
| Normally closed | 4547560 | 000713 | 26.79
Shunt Trips (SHT)
| Field Fit Accessory - Not compatible with CBR | Code
| AC 100-120V | 4547560 | 000904 | 87.65
| AC 200-240V | 4547560 | 000911 | 87.65
| AC 380-450V | 4547560 | 000928 | 87.65
| DC 12V | 4547560 | 000973 | 87.65
| DC 24V | 4547560 | 000935 | 87.65
| DC 48V | 4547560 | 000942 | 87.65
| DC 100-120V | 4547560 | 000959 | 87.65
| DC 200-240V | 4547560 | 000966 | 87.65
MOULDED CASE CIRCUIT BREAKERS
TB2 S250 and S/H/L 250 FRAMES
Accessories
Undervoltage Trips (UVT)
| Field Fit Accessory - Not compatible with CBR | Code |  | Price
| AC 100-120V | 4547560 | 001208 | 109.58
| AC 200-240V | 4547560 | 001215 | 109.58
| AC 380-450V | 4547560 | 001222 | 109.58
| DC 24V | 4547560 | 001239 | 109.58
| DC 100-120V | 4547560 | 001246 | 109.58
| DC 200-240V | 4547560 | 001253 | 109.58
| AC 100-110V Time-delay | 4547560 | 001307 | 138.1
| AC 115-120V Time-delay | 4547560 | 001307 | 138.1
| AC 200-220V Time-delay | 4547560 | 001314 | 138.1
| AC 230-240V Time-delay | 4547560 | 001376 | 138.1
| AC 380-415V Time-delay | 4547560 | 001321 | 138.1
| AC 440-450V Time-delay | 4547560 | 001383 | 138.1
| DC 24V Time-delay Version | 4547560 | 001338 | 138.1
| DC 100-110V Time-delay | 4547560 | 001345 | 138.1
| DC 115-120V Time-delay | 4547560 | 001390 | 138.1
| DC 200-220V Time-delay | 4547560 | 001352 | 138.1
| DC 230-240V Time-delay | 4547560 | 001406 | 138.1
Extension Bars (FB)
| Field Fit Accessory | Code
| 3 bars (offset) | 4547560 | 010149 | 38.96
| 3 bars (straight) | 4547560 | 010408 | 34.15
| 4 bars (straight) | 4547560 | 010163 | 48.55
Rear Connections (RC)
| Field Fit Accessory | Code
| 3 studs for thermal magnetic E and S types | 4547560 | 081309 | 45.95
| 4 studs for thermal magnetic E and S types | 4547560 | 081316 | 63.87
| 3 studs for H and L types and electronic S types | 4547560 | 081323 | 48.88
| 4 studs for H and L types and electronic S types | 4547560 | 081330 | 66.32
MOULDED CASE CIRCUIT BREAKERS
TB2 S250 and S/H/L 250 FRAMES
Accessories
Fixed Part of Plug-in MCCB (PM)
| Field Fit Accessory - not compatible with CBR | Code |  | Price
| 3P | 4547560 | 012365 | 134.43
| 4P | 4547560 | 012464 | 176.99
Plug-in Conversion for MCCB
| Field Fit Accessory - not compatible with CBR or MCCBs for 1000V AC | Code
| 3P for thermal magnetic E and S types | 4547560 | 800023 | 60.49
| 4P for thermal magnetic E and S types | 4547560 | 800030 | 80.67
| 3P for H and L types (250A) and electronic S types | 4547560 | 800184 | 85.53
| 4P for H and L types (250A) and electronic S types | 4547560 | 800191 | 113.47
Extension Terminal for Fixed Part of Plug-in MCCB (PF)
| Field Fit Accessory | Code
| 3 Bars | 4547560 | 045837 | 38.96
| 4 Bars | 4547560 | 045844 | 51.95
*Bars suitable for plug-in base only
Terminal Covers for Extension Terminals for Fixed Part of Plug-in MCCB
| Field Fit Accessory | Code
| 3P 250A Plug-in Base, 1 Terminal Cover | 4547560 | 045721 | 62.84
| 4P 250A Plug-in Base, 1 Terminal Cover | 4547560 | 045738 | 104.73
Control Wiring Terminals for Plug-in MCCBs
| Field Fit Accessory | Code
| Plug for auxiliary switches and alarm switches | 4547560 | 800108 | 19.44
| Plug shunt trips and undervoltage trips | 4547560 | 800115 | 19.44
Order one plug for each internal accessory
Control Wiring Terminals for Plug-in MCCBs
| Field Fit Accessory | Code
| Socket for Aux/Alarm/UVT/SHT | 4547560 | 045004 | 19.62
Order one socket for each internal accessory
Draw-out Conversion Kit for S250 Frame (Thermal Magnetic Only)
| Factory Fit Accessory | Code
| 250AF 3P Draw-out Conversion Kit | 4547560 | 860119 | 404.66
| 250AF 4P Draw-out Conversion Kit | 4547560 | 860126 | 449.58
Draw-out Chassis with Keylock and Position Switch for S250 Frame
| Factory Fit Accessory | Code
| 250AF 3P Draw-out Chassis | 4547560 | 860171 | 1091.02
| 250AF 4P Draw-out Chassis | 4547560 | 860188 | 1149.67
MOULDED CASE CIRCUIT BREAKERS
TB2 S250 and S/H/L 250 FRAMES
Accessories
Cable Clamps (FW)
| Field Fit Accessory | Code |  | Price
| 3 clamps for S160, H160, L160, S250, H250, L250 | 4547560 | 081354 | 73.04
| 4 clamps for S160, H160, L160, S250, H250, L250 | 4547560 | 081361 | 97.36
| 3 clamps for H125, L125 | 4547560 | 080746 | 68.18
| 4 clamps for H125, L125 | 4547560 | 080753 | 90.93
Motor Operation (MC)
| Field Fit Accessory | Code
| 100V to 110V AC | 4547560 | 755705 | 853.48
| 200V to 220V AC | 4547560 | 755712 | 853.48
| 230V to 240V AC | 4547560 | 755729 | 853.48
| 24V DC | 4547560 | 755736 | 853.48
| 48V DC | 4547560 | 755743 | 853.48
| 100V DC | 4547560 | 755750 | 853.48
| 220V to 220V DC | 4547560 | 755767 | 853.48
Motor Operation (MC) with Automatic Reset
| Field Fit Accessory | Code
| 100V to 110V AC | 4547560 | 755972 | 853.48
| 200V to 220V AC | 4547560 | 755989 | 853.48
| 230V to 240V AC | 4547560 | 755996 | 853.48
| 24V DC | 4547560 | 755774 | 853.48
| 48V DC | 4547560 | 755781 | 853.48
| 100V DC | 4547560 | 755798 | 853.48
| 200V to 220V DC | 4547560 | 763519 | 702.3409
Motor plus keylock available on request
MOULDED CASE CIRCUIT BREAKERS
TB2 S250 and S/H/L 250 FRAMES
Accessories
External Operating Handles (Breaker Mounted Type) (HB)
| Field Fit Accessory | Code |  | Price
| Black handle IP3X | 4547560 | 726347 | 85.32
| Black handle IP3X with keylock | 4547560 | 726323 | 120.28
| Red handle IP3X | 4547560 | 726828 | 108.6
| Red handle IP3X with keylock | 4547560 | 726804 | 143.53
| Black handle IP5X | 4547560 | 726354 | 108.6
| Black handle IP5X with keylock | 4547560 | 726330 | 143.53
| Red handle IP5X | 4547560 | 726835 | 131.89
| Red handle IP5X with keylock | 4547560 | 726811 | 166.86
External Operating Handles (Panel Mounted Type) (S Type)
| Field Fit Accessory |  | Code |  | Price
| ‘S Type’ Black handle IP55 for 250AF |  | 4547560 | 060687 | 117.6
| ‘S Type’ Red handle IP55 for 250AF |  | 4547560 | 060694 | 117.6
| ‘S Type’ Black Handle IP65 |  | 4547560 | 060724 | 141.59
| ‘S Type’ Red Handle IP65 |  | 4547560 | 060731 | 141.59
| Castell Cam for K Style Lock |  | 4547560 | 800634 | 143.84
Slide Type Mechanical Interlocks (MS)
| Field Fit Accessory - Not compatible with CBR |  | Code
| E,S thermal magnetic types for front, rear connection 250AF 3P |  | 4547560 | 033605 | 141.4
| E,S thermal magnetic types for front, rear connection type 250AF 4P |  | 4547560 | 033612 | 141.4
| E,S type for thermal magnetic plug-in type 250AF 3P |  | 4547560 | 033629 | 141.4
| E,S type for plug-in type 250AF 4P |  | 4547560 | 033636 | 141.4
| H,L type for front, rear connection type 250AF 3P and electronic S types |  | 4547560 | 033643 | 141.4
| H,L type for front, rear connection type 250AF 4P and electronic S types |  | 4547560 | 033650 | 141.4
| H,L type for plug-in type 250AF 3P and electronic S types |  | 4547560 | 033667 | 141.4
| H,L type for plug-in type 250AF 4P and electronic S types |  | 4547560 | 033674 | 141.4
Order one part between two MCCBs
Not suitable for use with CBR
Link Type Mechanical Interlocks (ML)
| Field Fit Accessory - Not compatible with CBR |  | Code
| Right side |  | 4547560 | 068157 | 116.9
| Left side 3P |  | 4547560 | 068164 | 116.9
| Left side 4P |  | 4547560 | 068171 | 116.9
Order one part for each MCCB
Not suitable for use with CBR
MOULDED CASE CIRCUIT BREAKERS
TB2 S250 and S/H/L 250 FRAMES
Accessories
Wire Type Mechanical Interlocks (MW)
| Field Fit Accessory - Not compatible with CBR | Code |  | Price
| Interlock Mechanical | 4547560 | 036125 | 350.64
| 1m length interlock cable | 4547560 | 036064 | 62.73
| 1.5m length interlock cable | 4547560 | 036057 | 73.04
Order one interlock part for each MCCB and one cable between two MCCBs
Not suitable for use with CBR
Handle Locks (HL)
| Field Fit Accessory | Code
| For 125 / 250AF | 4547560 | 037016 | 18.1
Terminal Covers for Front Connection
| Field Fit Accessory | Code
| 3P, 1 cover for thermal magnetic E and S types | 4547560 | 080456 | 22.4
| 4P, 1 cover for thermal magnetic E and S types | 4547560 | 080463 | 31.36
| 3P, 1 cover for H and L types and electronic S types | 4547560 | 080654 | 22.4
| 4P, 1 cover for H and L types and electronic S types | 4547560 | 080661 | 31.36
| Terminal cover lock | 4547560 | 038006 | 2.41
Terminal Covers for Rear and Plug-in Connections
| Field Fit Accessory | Code
| 3P, 1 cover | 4547560 | 080517 | 22.4
| 4P, 1 cover | 4547560 | 080524 | 31.36
| Terminal cover lock | 4547560 | 038006 | 2.41
Terminal Covers for Cable Clamps (CS)
| Field Fit Accessory | Code
| 3P, 1 cover | 4547560 | 080586 | 22.4
| 4P, 1 cover | 4547560 | 080593 | 31.36
| Terminal cover lock | 4547560 | 038006 | 2.41
MOULDED CASE CIRCUIT BREAKERS
TB2 S250 and S/H/L 250 FRAMES
Accessories
Interpole Barriers (BA)
| Field Fit Accessory | Code |  | Price
| For thermal magnetic E and S types | 4547560 | 043161 | 2.41
| For H and L types and electronic S types | 4547560 | 043260 | 2.41
Lead Terminal Block
| Field Fit Accessory | Code
| Left side | 4547560 | 044526 | 71.92
| Right side | 4547560 | 044533 | 71.92
Din Rail Adaptor
| Field Fit Accessory | Code
| Din Rail Adaptor for 125A & 250A | 4547560 | 045127 | 30.47
Neutral Link Shroud
| Field Fit Accessory | Code
| 250A Neutral Link | 4547560 | 800498 | 26.12
| 125/250A Neutral Link Shroud | 4547560 | 800559 | 20.62
Door Flange
| Field Fit Accessory | Code
| For toggle operation | 4547560 | 044908 | 25.63
| For motorised operation | 4547560 | 044915 | 64.58
MOULDED CASE CIRCUIT BREAKERS
TB2 S250 and S/H/L 250 FRAMES
Accessories
OCR Checker
| Field Fit Accessory | Code |  | Price
| OCR Checker 100-120V AC | 4547560 | 756306 | Contact Terasaki
| OCR checker 200-240V AC | 4547560 | 756313 | Contact Terasaki
OCR Sealing Facility
| Field Fit Accessory | Code
| OCR sealing cover (thermal/mag) | 4547560 | 055522 | 1.74
| OCR sealing cover (electronic) | 4547560 | 055539 | 1.74
3C Overheating Protection
| Field Fit Accessory | Code
| Temperature Monitor for 3P S250 and S/H/L 250 Frames (110V AC) * | 4547560 | 761607 | 263.32
| Temperature Monitor for 4P S250 and S/H/L 250 Frames (110V AC) * | 4547560 | 761621 | 483.38
| Short Plug ** | 4547560 | 762505 | 8.78
* Can be fitted at Line or Load side of MCCB.
** Short plugs are require for terminals not being monitored. Supplied in packs of 3
T2ED Circuit Breaker Monitor
Field Fit Accessory
| Electronic display for MCCBs with measurement | 4547560 | 731907 | 533.84
and communication facility (24V DC)

## TB2 H,L 400 and E,S 630 Frame
MOULDED CASE CIRCUIT BREAKERS
TB2 H/L 400 FRAME
Electronic MCCBs
Model | Protection Codes | IR (A) | 3P |  | Price
H400-NE | A | 100-250 | 4547560 | 364907 | 1892
Icu = 125 kA @ 400V AC | AN | 100-250
Front Connection (FC) | AP | 100-250 | 4547560 | 364945 | 1608.9412
Electronic Protection Codes: | APN | 100-250
A - LSI | A | 160-400 | 4547560 | 364914 | 1892
P - Pre-trip alarm | AG | 160-400 | 4547560 | 364983* | 2114.56
G - Ground fault trip | AN | 160-400
N - N-phase protection | AP | 160-400 | 4547560 | 364976 | 2031.12
S - Phase rotation protection | AGN | 160-400
C - Communication function | APG | 160-400 | 4547560 | 364990* | 1785.2433
W - Electrical energy pulse | APN | 160-400
H - Harmonic current | APGN | 160-400
*An external neutral CT must be ordered. Refer to External Accessories.
Model | Protection Codes | IR (A) | 4P
H400-NE | A | 100-250 | 4547560 | 364921 | 2148.58
Icu = 125 kA @ 400V AC | AN | 100-250 | 4547560 | 372810 | 1802.1731
Front Connection (FC) | AP | 100-250 | 4547560 | 372803 | 1802.1731
Electronic Protection Codes: | APN | 100-250 | 4547560 | 372827 | 1902.3427
A - LSI | A | 160-400 | 4547560 | 364938 | 2148.58
P - Pre-trip alarm | AG | 160-400 | 4547560
G - Ground fault trip | AN | 160-400 | 4547560 | 372865 | 2275.06
N - N-phase protection | AP | 160-400 | 4547560 | 372858 | 2275.06
S - Phase rotation protection | AGN | 160-400 | 4547560 | 372889 | 2370.72
C - Communication function | APG | 160-400
W - Electrical energy pulse | APN | 160-400 | 4547560 | 372872 | 1902.3427
H - Harmonic current | APGN | 160-400 | 4547560 | 372896 | 2603.89
Model | Protection Codes | IR (A) | 3P
L400-NE | A | 100-250 | 4547560 | 365003 | 2596.24
Icu = 200 kA @ 400V AC | AN | 100-250
Front Connection (FC) | AP | 100-250 | 4547560 | 365041 | 2250.87
Electronic Protection Codes: | APN | 100-250
A - LSI | A | 160-400 | 4547560 | 365010 | 2596.24
P - Pre-trip alarm | AG | 160-400 | 4547560 | 365089* | 2053.748
G - Ground fault trip | AN | 160-400
N - N-phase protection | AP | 160-400 | 4547560 | 365072 | 1993.6706
S - Phase rotation protection | AGN | 160-400
C - Communication function | APG | 160-400 | 4547560 | 365096* | 2431.81
W - Electrical energy pulse | APN | 160-400
H - Harmonic current | APGN | 160-400
*An external neutral CT must be ordered. Refer to External Accessories.
Model | Protection Codes | IR (A) | 4P
L400-NE | A | 100-250 | 4547560 | 365027 | 3176.93
Icu = 200 kA @ 400V AC | AN | 100-250 | 4547560 | 372919 | 2616.7723
Front Connection (FC) | AP | 100-250 | 4547560 | 372902 | 2616.7723
Electronic Protection Codes: | APN | 100-250 | 4547560 | 372926 | 2716.9419
A - LSI | A | 160-400 | 4547560 | 365034 | 3176.93
P - Pre-trip alarm | AG | 160-400
G - Ground fault trip | AN | 160-400 | 4547560 | 372964 | 2616.7723
N - N-phase protection | AP | 160-400 | 4547560 | 372957 | 2616.7723
S - Phase rotation protection | AGN | 160-400 | 4547560 | 372988 | 2777.087
C - Communication function | APG | 160-400
W - Electrical energy pulse | APN | 160-400 | 4547560 | 372971 | 2716.9419
H - Harmonic current | APGN | 160-400 | 4547560 | 372995 | 2877.2295
MOULDED CASE CIRCUIT BREAKERS
TB2 H/L 400 FRAME
MCCBs with Measurement and Data Communication
Model | Protection Codes | IR (A) | 3P
H400-NE | A | 100-250 | 4547560 | 393549 | 2569.7706
Icu = 125 kA @ 400V AC
Front Connection (FC) | APCWH | 100-250 | 4547560 | Contact Terasaki | Contact Terasaki
Electronic Protection Codes: | A | 160-400 | 4547560 | 393662 | 2569.7706
A - LSI | AG | 160-400 | 4547560 | 393679* | 2598.5
P - Pre-trip alarm
G - Ground fault trip | APGS | 160-400 | 4547560 | 393693* | 2655.9587
N - N-phase protection
S - Phase rotation protection | APGSCWH | 160-400 | 4547560 | 393716* | 2684.6881
C - Communication function
W - Electrical energy pulse
H - Harmonic current
*An external neutral CT must be ordered. See External Accessories. Vertical LCD display standard contact Terasaki if horizontal display is required.
Model | Protection Codes | IR (A) | 4P
H400-NE | A | 100-250 | 4547560 | 393785 | 3332.6073
Icu = 125 kA @ 400V AC
Front Connection (FC) | APCWH | 100-250 | 4547560 | Contact Terasaki | Contact Terasaki
Electronic Protection Codes: | A | 160-400 | 4547560 | 393907 | 3332.6073
A - LSI
P - Pre-trip alarm | AGN | 160-400 | 4547560 | 393914 | 4279.6
G - Ground fault trip
N - N-phase protection | APGNS | 160-400 | 4547560 | 393938 | 3418.7954
S - Phase rotation
C - Communication function | APGNSCWH | 160-400 | 4547560 | 393952 | 4352.13
W - Electrical energy pulse
H - Harmonic current
Vertical LCD display standard contact Terasaki if horizontal display is required.
MOULDED CASE CIRCUIT BREAKERS
TB2 H/L 400 FRAME
MCCBs with Measurement and Data Communication
Model | Protection Codes | IR (A) | 3P
L400-NE | A | 100-250 | 4547560 | 395468 | 3008.7411
Icu = 200 kA @ 400V AC
Front Connection (FC) | APCWH | 100-250 | 4547560 | Contact Terasaki | Contact Terasaki
| A | 160-400 | 4547560 | 395581 | 3798.21
Electronic Protection Codes: | AG | 160-400 | 4547560 | 395598* | 3037.4704
A - LSI
P - Pre-trip alarm | APGS | 160-400 | 4547560 | 395611* | 3094.9292
G - Ground fault trip
N - N-phase protection | APGSCWH | 160-400 | 4547560 | 395635* | 3123.6586
S - Phase rotation protection
C - Communication function
W - Electrical energy pulse
H - Harmonic current
*An external neutral CT must be ordered. See External Accessories. Vertical LCD display standard contact Terasaki if horizontal display is required.
Model | Protection Codes | IR (A) | 4P
L400-NE | A | 100-250 | 4547560 | 395703 | 3404.4307
Icu = 200 kA @ 400V AC
Front Connection (FC) | APCWH | 100-250 | 4547560 | Contact Terasaki | Contact Terasaki
| A | 160-400 | 4547560 | 395826 | 3404.4307
Electronic Protection Codes:
A - LSI | AGN | 160-400 | 4547560 | 395833 | 3461.8895
P - Pre-trip alarm
G - Ground fault trip | APGNS | 160-400 | 4547560 | 395857 | 3490.6188
N - N-phase protection
S - Phase rotation protection | APGNSCWH | 160-400 | 4547560 | 395871 | 3519.3482
C - Communication function
W - Electrical energy pulse
H - Harmonic current
Vertical LCD display standard contact Terasaki if horizontal display is required.
MCCBs with Icu = 70kA at 690V AC
Model | Protection Codes | IR (A) | 3P
L400-PE | A | 100 - 250 | 4547560 | 403682 | 3650.32
690V AC | AP | 101 - 250 | 4547560 | 403699 | 3789.43
Icu = 70kA | A | 160 - 400 | 4547560 | 403729 | 3650.32
Rear Connection (RC) | AP | 160 - 400 | 4547560 | 403343 | 3001.7849
A - LSI | APG | 160 - 400 | 4547560 | 403750 | 4012
P - Pre-trip alarm
G - Ground fault trip
APG - Pre-Trip & Ground Fault
MCCBs with Icu = 30kA at 800V AC
Model | Protection Codes | IR (A) | 3P
VE400-NE | A | 100 - 250 | 4547560 | 411977 | 3733.89
800V AC
Icu = 30kA
Front Connection (FC)
A - LSI
MOULDED CASE CIRCUIT BREAKERS
TB2 H/L 400 FRAME
Circuit Breakers and Switch Disconnectors for use Above 250V DC
| Model | IR (A) | 4P
| PVS400-NDL | 250 | 4547560 | 400902 | 1490.5
| 750V DC | 400 | 4547560 | 400919 | 1588.57
Icu = 10kA
Front Connection (FC)
Connect 4 poles in series
| Model | IR (A) | 4P
| PVS400-NDH | 250 | 4547560 | 400926 | 1745.46
| 1000V DC | 400 | 4547560 | 400933 | 1843.51
Icu = 5kA
Front Connection (FC)
Connect 4 poles in series
| Model | In (A) | 4P
| PVS400-NNL | 400 | 4547560 | 400940 | 1529.74
800V DC
Front Connection (FC)
Connect 4 poles in series
| Model | In (A) | 4P
| PVS400-NNH | 400 | 4547560 | 400957 | 1772.52
800V DC
Front Connection (FC)
Connect 4 poles in series
MOULDED CASE CIRCUIT BREAKERS
TB2 E/S 630 FRAME
Adjustable Thermal and Adjustable Magnetic MCCBs
| Model | IR (A) | 3P
| E400-NJ | 158-250 | 4547560 | 378522 | 923.22
| Icu = 25kA @ 400V AC | 252-400 | 4547560 | 378539 | 923.22
Front Connection (FC)
| Model | IR (A) | 4P
| E400-NJ | 158-250 | 4547560 | 378560 | 1310.26
| Icu = 25kA @ 400V AC | 252-400 | 4547560 | 378577 | 1310.26
Front Connection (FC)
| Model | IR (A) | 3P
| S400-CJ | 158-250 | 4547560 | 381423 | 948.54
| Icu = 36 kA @ 400V AC | 252-400 | 4547560 | 381430 | 948.54
Front Connection (FC)
| Model | IR (A) | 4P
| S400-CJ | 158-250 | 4547560 | 378645 | 1365.87
| Icu = 36 kA @ 400V AC | 252-400 | 4547560 | 378652 | 1365.87
Front Connection (FC)
| Model | IR (A) | 3P
| S400-NJ | 158-250 | 4547560 | 378720 | 1011.79
| Icu = 50 kA @ 400V AC | 252-400 | 4547560 | 378737 | 1011.79
Front Connection (FC)
| Model | IR (A) | 4P
| S400-NJ | 158-250 | 4547560 | 378843 | 1391.2
| Icu = 50 kA @ 400V AC | 252-400 | 4547560 | 378850 | 1391.2
Front Connection (FC)
| Model | IR (A) | 3P
| S400-GJ | 158-250 | 4547560 | 378928 | 1163.54
| Icu = 70 kA @ 400V AC | 252-400 | 4547560 | 378935 | 1163.54
Front Connection (FC)
| Model | IR (A) | 4P
| S400-GJ | 158-250 | 4547560 | 379048 | 1517.63
| Icu = 70 kA @ 400V AC | 252-400 | 4547560 | 379055 | 1517.63
Front Connection (FC)
| Model | IR (A) | 3P
| S400-PJ | 158-250 | 4547560 | 378003 | 1221.7
| Icu = 85 kA @ 400V AC | 252-400 | 4547560 | 378010 | 1221.7
Front Connection (FC)
| Model | IR (A) | 4P
| S400-PJ | 158-250 | 4547560 | 378065 | 1673.2
| Icu = 85 kA @ 400V AC | 252-400 | 4547560 | 378072 | 1673.2
Front Connection (FC)
MOULDED CASE CIRCUIT BREAKERS
TB2 E/S 630 FRAME
MCCBs with Magnetic Trip Only
| Model | IR (A) | 3P
| E400-NJ | 158-250 | 4547560 | 380747 | 969.42
| Icu = 25kA @ 400V AC | 252-400 | 4547560 | 380754 | 969.42
Front Connection (FC)
| Model | IR (A) | 4P
| E400-NJ | 158-250 | 4547560 | 374722 | 1089.797
| Icu = 25kA @ 400V AC | 252-400 | 4547560 | 374739 | 1375.74
Front Connection (FC)
| Model | IR (A) | 3P
| S400-CJ | 158-250 | 4547560 | 380907 | 995.97
| Icu = 36 kA @ 400V AC | 252-400 | 4547560 | 380914 | 995.97
Front Connection (FC)
| Model | IR (A) | 4P
| S400-CJ | 158-250 | 4547560 | 380921 | 1434.2
| Icu = 36 kA @ 400V AC | 252-400 | 4547560 | 380938 | 1434.2
Front Connection (FC)
| Model | IR (A) | 3P
| S400-NJ | 158-250 | 4547560 | 381102 | 1062.3
| Icu = 50 kA @ 400V AC | 252-400 | 4547560 | 381119 | 1062.3
Front Connection (FC)
| Model | IR (A) | 4P
| S400-NJ | 158-250 | 4547560 | 381126 | 1460.74
| Icu = 50 kA @ 400V AC | 252-400 | 4547560 | 381133 | 1460.74
Front Connection (FC)
| Model | IR (A) | 3P
| S400-GJ | 158-250 | 4547560 | 381300 | 1221.7
| Icu = 65 kA @ 400V AC | 252-400 | 4547560 | 381317 | 1221.7
Front Connection (FC)
| Model | IR (A) | 4P
| S400-GJ | 158-250 | 4547560 | 381324 | 1593.49
| Icu = 65 kA @ 400V AC | 252-400 | 4547560 | 381331 | 1593.49
Front Connection (FC)
MOULDED CASE CIRCUIT BREAKERS
TB2 E/S 630 FRAME
MCCBs with Adjustable Thermal and Fixed Low Instantaneous Trip: For generators
| Model | IR (A) | 3P
| E400-NJ | 252-400 | 4547560 | 383120 | 1107.89
Icu = 25kA @ 400V AC
Front Connection (FC)
| Model | IR (A) | 4P
| E400-NJ | 252-400 | 4547560 | 383137 | 1572.23
Icu = 25kA @ 400V AC
Front Connection (FC)
| Model | IR (A) | 3P
| S400-CJ | 252-400 | 4547560 | 383175 | 1138.22
Icu = 36 kA @ 400V AC
Front Connection (FC)
| Model | IR (A) | 4P
| S400-CJ | 252-400 | 4547560 | 383182 | 1639.08
Icu = 36 kA @ 400V AC
Front Connection (FC)
| Model | IR (A) | 3P
| S400-NJ | 252-400 | 4547560 | 383236 | 1214.11
Icu = 50 kA @ 400V AC
Front Connection (FC)
| Model | IR (A) | 4P
| S400-NJ | 252-400 | 4547560 | 383243 | 1669.42
Icu = 50 kA @ 400V AC
Front Connection (FC)
| Model | IR (A) | 3P
| S400-GJ | 252-400 | 4547560 | 383335 | 1396.26
Icu = 65 kA @ 400V AC
Front Connection (FC)
| Model | IR (A) | 4P
| S400-GJ | 252-400 | 4547560 | 383342 | 1821.2
Icu = 65 kA @ 400V AC
Front Connection (FC)
MOULDED CASE CIRCUIT BREAKERS
TB2 E/S 630 FRAME
Electronic MCCBs
Model | Protection Codes | IR (A) | 3P
S400-NE | A | 100-250 | 4547560 | 379604 | 1112.92
Icu = 50kA @ 400V AC | AN | 100-250
Front Connection (FC) | AP | 100-250 | 4547560 | 379611 | 1239.42
Electronic Protection Codes: | APN | 100-250
A - LSI | A | 160-400 | 4547560 | 379628 | 1112.92
P - Pre-trip alarm | AG | 160-400 | 4547560 | 379642* | 1315.33
G - Ground fault trip | AN | 160-400
N - N-phase protection | AP | 160-400 | 4547560 | 379635 | 1239.42
S - Phase rotation protection | AGN | 160-400
C - Communication function | APG | 160-400 | 4547560 | 379659* | 1441.79
W - Electrical energy pulse | APN | 160-400
H - Harmonic current | APGN | 160-400
*An external neutral CT must be ordered. Refer to External Accessories.
Model | Protection Codes | IR (A) | 4P
S400-NE | A | 100-250 | 4547560 | 379703 | 1467.05
Icu = 50kA @ 400V AC | AN | 100-250 | 4547560 | 379727 | 1593.49
Front Connection (FC) | AP | 100-250 | 4547560 | 379710 | 1593.49
Electronic Protection Codes: | APN | 100-250 | 4547560 | 379734 | 1720.02
A - LSI | A | 160-400 | 4547560 | 379741 | 1467.05
P - Pre-trip alarm | AG | 160-400 | --
G - Ground fault trip | AN | 160-400 | 4547560 | 379765 | 1593.49
N - N-phase protection | AP | 160-400 | 4547560 | 379758 | 1593.49
S - Phase rotation protection | AGN | 160-400 | 4547560 | 379789 | 1795.91
C - Communication function | APG | 160-400 | --
W - Electrical energy pulse | APN | 160-400 | 4547560 | 379772 | 1720.02
H - Harmonic current | APGN | 160-400 | 4547560 | 379796 | 1922.35
MOULDED CASE CIRCUIT BREAKERS
TB2 E/S 630 FRAME
Electronic MCCBs
Model | Protection Codes | IR (A) | 3P
S400-GE | A | 100-250 | 4547560 | 379802 | 1188.83
Icu = 70kA @ 400V AC | AN | 100-250 | -- | --
Front Connection (FC) | AP | 100-250 | 4547560 | 379819 | 1315.33
Electronic Protection Codes: | APN | 100-250 | -- | --
A - LSI | A | 160-400 | 4547560 | 379826 | 1188.83
P - Pre-trip alarm | AG | 160-400 | 4547560 | 379840* | 1391.2
G - Ground fault trip | AN | 160-400 | -- | --
N - N-phase protection | AP | 160-400 | 4547560 | 379833 | 1315.33
S - Phase rotation protection | AGN | 160-400 | -- | --
C - Communication function | APG | 160-400 | 4547560 | 379857* | 1517.63
W - Electrical energy pulse | APN | 160-400 | -- | --
H - Harmonic current | APGN | 160-400 | -- | --
*An external neutral CT must be ordered. Refer to External Accessories.
Model | Protection Codes | IR (A) | 4P
S400-GE | A | 100-250 | 4547560 | 379901 | 1517.63
Icu = 70kA @ 400V AC | AN | 100-250 | 4547560 | 379925 | 1644.14
Front Connection (FC) | AP | 100-250 | 4547560 | 379918 | 1644.14
Electronic Protection Codes: | APN | 100-250 | 4547560 | 379932 | 1770.59
A - LSI | A | 160-400 | 4547560 | 379949 | 1515.99
P - Pre-trip alarm | AG | 160-400 | --
G - Ground fault trip | AN | 160-400 | 4547560 | 379963 | 1644.14
N - N-phase protection | AP | 160-400 | 4547560 | 379956 | 1644.14
S - Phase rotation protection | AGN | 160-400 | 4547560 | 379987 | 1846.48
C - Communication function | APG | 160-400 | --
W - Electrical energy pulse | APN | 160-400 | 4547560 | 379970 | 1770.59
H - Harmonic current | APGN | 160-400 | 4547560 | 379994 | 1972.94
MOULDED CASE CIRCUIT BREAKERS
TB2 E/S 630 FRAME
Electronic MCCBs
Model | Protection Codes | IR (A) | 3P
S400-PE | A | 100-250 | 4547560 | 378300 | 1248.29
Icu = 80kA @ 400V AC | AN | 100-250
Front Connection (FC) | AP | 100-250 | 4547560 | 378317 | 1381.06
Electronic Protection Codes: | APN | 100-250
A - LSI | A | 160-400 | 4547560 | 378324 | 1248.29
P - Pre-trip alarm | AG | 160-400 | 4547560 | 368348* | 1460.73
G - Ground fault trip | AN | 160-400
N - N-phase protection | AP | 160-400 | 4547560 | 368331 | 1381.06
S - Phase rotation protection | AGN | 160-400
C - Communication function | APG | 160-400 | 4547560 | 378355* | 1593.51
W - Electrical energy pulse | APN | 160-400
H - Harmonic current | APGN | 160-400
*An external neutral CT must be ordered. Refer to External Accessories.
Model | Protection Codes | IR (A) | 4P
S400-PE | A | 100-250 | 4547560 | 378362 | 1593.51
Icu = 80kA @ 400V AC | AN | 100-250 | 4547560 | 378386 | 1726.34
Front Connection (FC) | AP | 100-250 | 4547560 | 378379 | 1726.34
Electronic Protection Codes: | APN | 100-250 | 4547560 | 378393 | 1859.11
A - LSI | A | 160-400 | 4547560 | 378409 | 1593.51
P - Pre-trip alarm | AG | 160-400
G - Ground fault trip | AN | 160-400 | 4547560 | 378423 | 1726.34
N - N-phase protection | AP | 160-400 | 4547560 | 378416 | 1726.34
S - Phase rotation protection | AGN | 160-400 | 4547560 | 378447 | 1938.78
C - Communication function | APG | 160-400
W - Electrical energy pulse | APN | 160-400 | 4547560 | 378430 | 1859.11
H - Harmonic current | APGN | 160-400 | 4547560 | 378454 | 2071.58
MOULDED CASE CIRCUIT BREAKERS
TB2 E/S 630 FRAME
Electronic MCCBs
Model | Protection Codes | IR (A) | 3P
E630-NE | A | 250-630 | 4547560 | 380204 | 1542.94
Icu = 36 kA @ 400V AC | AG | 250-630 | 4547560 | 380228* | 1745.29
Front Connection (FC) | AN | 250-630
Electronic Protection Codes: | AP | 250-630 | 4547560 | 380211 | 1669.42
A - Standard relay with LSI characteristic | AGN | 250-630
P - Preferential Trip Alarm | APG | 250-630 | 4547560 | 380235* | 1871.76
G - Ground Fault | APN | 250-630
N - Neutral Protection | APGN | 250-630
*An external neutral CT must be ordered. Refer to External Accessories.
Model | Protection Codes | IR (A) | 4P
E630-NE | A | 250-630 | 4547560 | 380242 | 1783.22
Icu = 36 kA @ 400V AC | AG | 250-630
Front Connection (FC) | AN | 250-630 | 4547560 | 380266 | 1909.7
Electronic Protection Codes: | AP | 250-630 | 4547560 | 380259 | 1909.7
A - Standard relay with LSI characteristic | AGN | 250-630 | 4547560 | 380280 | 2112.05
P - Preferential Trip Alarm | APG | 250-630
G - Ground Fault | APN | 250-630 | 4547560 | 380273 | 2036.16
N - Neutral Protection | APGN | 250-630 | 4547560 | 380297 | 2238.52
Model | Protection Codes | IR (A) | 3P
S630-CE | A | 250-630 | 4547560 | 380303 | 1777.55
Icu = 50 kA @ 400V AC | AG | 250-630 | 4547560 | 380327* | 1979.94
Front Connection (FC) | AN | 250-630
Electronic Protection Codes: | AP | 250-630 | 4547560 | 380310 | 1804.26
A - Standard relay with LSI characteristic | AGN | 250-630
P - Preferential Trip Alarm | APG | 250-630 | 4547560 | 380334* | 2106.38
G - Ground Fault | APN | 250-630
N - Neutral Protection | APGN | 250-630
*An external neutral CT must be ordered. Refer to External Accessories.
Model | Protection Codes | IR (A) | 4P
S630-CE | A | 250-630 | 4547560 | 380341 | 2270.11
Icu = 50 kA @ 400V AC | AG | 250-630
Front Connection (FC) | AN | 250-630 | 4547560 | 380365 | 2396.59
Electronic Protection Codes: | AP | 250-630 | 4547560 | 380358 | 2396.59
A - Standard relay with LSI characteristic | AGN | 250-630 | 4547560 | 380389 | 2598.94
P - Preferential Trip Alarm | APG | 250-630
G - Ground Fault | APN | 250-630 | 4547560 | 380372 | 2523.01
N - Neutral Protection | APGN | 250-630 | 4547560 | 380396 | 2725.4
MOULDED CASE CIRCUIT BREAKERS
TB2 E/S 630 FRAME
Electronic MCCBs
Model | Protection Codes | IR (A) | 3P
S630-GE | A | 250-630 | 4547560 | 380402 | 1809.69
Icu = 70 kA @ 400V AC | AG | 250-630 | 4547560 | 380426* | 2012.02
Front Connection (FC) | AN | 250-630
Electronic Protection Codes: | AP | 250-630 | 4547560 | 380419 | 1836.38
A - Standard relay with LSI characteristic | AGN | 250-630
P - Preferential Trip Alarm | APG | 250-630 | 4547560 | 380433* | 2138.51
G - Ground Fault | APN | 250-630
N - Neutral Protection | APGN | 250-630
*An external neutral CT must be ordered. Refer to External Accessories.
Model | Protection Codes | IR (A) | 4P
S630-GE | A | 250-630 | 4547560 | 380440 | 2291.53
Icu = 70 kA @ 400V AC | AG | 250-630
Front Connection (FC) | AN | 250-630 | 4547560 | 380464 | 2418
Electronic Protection Codes: | AP | 250-630 | 4547560 | 380457 | 2418
A - Standard relay with LSI characteristic | AGN | 250-630 | 4547560 | 380488 | 2620.36
P - Preferential Trip Alarm | APG | 250-630
G - Ground Fault | APN | 250-630 | 4547560 | 380471 | 2544.46
N - Neutral Protection | APGN | 250-630 | 4547560 | 380495 | 2746.83
MOULDED CASE CIRCUIT BREAKERS
TB2 E/S 630 FRAME
MCCBs with Measurement and Data Communication
Model | Protection Codes | IR (A) | 3P
S400-NE | A | 100-250 | 4547560 | 390661 | 1926.22
Front Connection (FC)
| APCWH | 100-250 | 4547561 | 390708 | 2521.78
Electronic Protection Codes: | A | 160-400 | 4547560 | 390784 | 1926.22
A - LSI | AG | 160-400 | 4547560 | 390791* | 2302.86
P - Pre-trip alarm | APGS | 160-400 | 4547560 | 390814* | 2375.41
G - Ground fault trip | APSCWH | 160-400 | 4547560 | 390821 | 2521.78
| APGSCWH | 160-400 | 4547560 | 390838* | 2724.15
N - N-phase protection
S - Phase rotation protection
C - Communication function
W - Electrical energy pulse
H - Harmonic current
*An external neutral CT must be ordered. See External Accessories. Vertical LCD display standard contact Terasaki if horizontal display is required.
Model | Protection Codes | IR (A) | 4P
S400-NE | A | 100-250 | 4547560 | 390906 | 2258.7
Icu = 50 kA @ 400V AC
Front Connection (FC) | APSCWH | 100-250 | 4547561 | 390948 | 2261.0334
Electronic Protection Codes: | A | 160-400 | 4547560 | 391026 | 2258.7
A - LSI
P - Pre-trip alarm | AGN | 160-400 | 4547560 | 391033 | 2369.52
G - Ground fault trip
N - N-phase protection | APGNS | 160-400 | 4547560 | 391057 | 2657.7
S - Phase rotation protection | APSCWH | 160-400 | 4547560 | 391064 | 2854.32
C - Communication function | APGNSCWH | 160-400 | 4547560 | 391071 | 3056.68
W - Electrical energy pulse
H - Harmonic current
Vertical LCD display standard contact Terasaki if horizontal display is required.
MOULDED CASE CIRCUIT BREAKERS
TB2 E/S 630 FRAME
MCCBs with Measurement and Data Communication
Model | Protection Codes | IR (A) | 3P
S400-GE | A | 100-250 | 4547560 | 391620 | 2039.23
Icu = 70 kA @ 400V AC
Front Connection (FC) | APCWH | 100-250 | 4547561 | 391668 | 2632.61
Electronic Protection Codes: | A | 160-400 | 4547560 | 391743 | 2039.23
A - LSI | AG | 160-400 | 4547560 | 391750* | 2415.88
P - Pre-trip alarm
G - Ground fault trip | APGS | 160-400 | 4547560 | 391774* | 2488.4
N - N-phase protection | APCWH | 160-400 | 4547560 | 391781 | 2632.61
S - Phase rotation protection | APGSCWH | 160-400 | 4547560 | 391798* | 2834.99
C - Communication function
W - Electrical energy pulse
H - Harmonic current
*An external neutral CT must be ordered. See External Accessories. Vertical LCD display standard contact Terasaki if horizontal display is required.
Model | Protection Codes | IR (A) | 4P
S400-GE | A | 100-250 | 4547560 | 391866 | 2360.65
Icu = 70 kA @ 400V AC
Front Connection (FC) | APCWH | 100-250 | 4547560 | 391903 | 2987.28
Electronic Protection Codes: | A | 160-400 | 4547560 | 391989 | 2360.65
A - LSI
P - Pre-trip alarm | AGN | 160-400 | 4547560 | 391996 | 2482.54
G - Ground fault trip
N - N-phase protection | APGNS | 160-400 | 4547560 | 392016 | 2748.53
S - Phase rotation protection | APCWH | 160-400 | 4547560 | 392023 | 2987.28
C - Communication function | APGNSCWH | 160-400 | 4547560 | 392030 | 3189.65
W - Electrical energy pulse
H - Harmonic current
Vertical LCD display standard contact Terasaki if horizontal display is required.
MOULDED CASE CIRCUIT BREAKERS
TB2 E/S 630 FRAME
MCCBs with Measurement and Data Communication
Model | Protection Codes | IR (A) | 3P
S400-PE | A | 100-250 | 4547560 | 392580 | Contact Terasaki
Icu = 85 kA @ 400V AC
Front Connection (FC) | AP | 100-250 | 4547560 | 392603 | Contact Terasaki
Electronic Protection Codes: | APCWH | 100-250 | 4547560 | 392627 | 2685.44
A - LSI
| A | 160-400 | 4547560 | 392702 | Contact Terasaki
P - Pre-trip alarm | AG | 160-400 | 4547560 | 392719* | Contact Terasaki
G - Ground fault trip | AP | 160-400 | 4547560 | 392726 | Contact Terasaki
N - N-phase protection | APGS | 160-400 | 4547560 | 392733* | Contact Terasaki
S - Phase rotation protection | APCWH | 160-400 | 4547560 | 392740 | 2685.43
C - Communication function | APGSCWH | 160-400 | 4547560 | 392757* | Contact Terasaki
W - Electrical energy pulse
H - Harmonic current
*An external neutral CT must be ordered. See External Accessories. Vertical LCD display standard contact Terasaki if horizontal display is required.
Model | Protection Codes | IR (A) | 4P
S400-PE | A | 100-250 | 4547560 | 392825 | Contact Terasaki
Icu = 85 kA @ 400V AC
Front Connection (FC) | AP | 100-250 | 4547560 | 392849 | Contact Terasaki
Electronic Protection Codes: | APCWH | 100-250 | 4547560 | 392863 | 3040.1
A - LSI
| A | 160-400 | 4547560 | 392948 | Contact Terasaki
P - Pre-trip alarm | AGN | 160-400 | 4547560 | 392955 | 2321.28
G - Ground fault trip | AP | 160-400 | 4547560 | 392962 | Contact Terasaki
N - N-phase protection | APGNS | 160-400 | 4547560 | 392979 | Contact Terasaki
S - Phase rotation protection | APCWH | 160-400 | 4547560 | 392986 | 3040.1
C - Communication function | APGNSCWH | 160-400 | 4547560 | 392993 | Contact Terasaki
W - Electrical energy pulse
H - Harmonic current
Vertical LCD display standard contact Terasaki if horizontal display is required.
MOULDED CASE CIRCUIT BREAKERS
TB2 E/S 630 FRAME
MCCBs with Measurement and Data Communication
Model | Protection Codes | IR (A) | 3P |  | Price
E630-NE | A | 250-630 | 4547560 | 397462 | 3359.33
Icu = 36 kA @ 400V AC | AG | 250-630 | 4547560 | 397479* | 3395.59
Front Connection (FC)
Electronic Protection Codes: | APGS | 250-630 | 4547560 | 397493* | 3468.14
A - Standard relay with LSI characteristic | APCWH | 250-630 | 4547561 | 397509 | 3302.04
P - Preferential Trip Alarm | APGSCWH | 250-630 | 4547560 | 397516* | 3504.39
G - Ground Fault
N - Neutral Protection
*An external neutral CT must be ordered. See External Accessories. Vertical LCD display standard contact Terasaki if horizontal display is required.
Model | Protection Codes | IR (A) | 4P
E630-NE | A | 250-630 | 4547560 | 397585 | 3689.58
Icu = 36 kA @ 400V AC
Front Connection (FC) | AGN | 250-630 | 4547560 | 397592 | 3725.85
Electronic Protection Codes:
A - Standard relay with LSI characteristic | APGNS | 250-630 | 4547560 | 397615 | 3798.38
P - Preferential Trip Alarm | APCWH | 250-630 | 4547561 | 397622 | 3632.28
G - Ground Fault | APGNSCWH | 250-630 | 4547560 | 397639 | 3834.65
N - Neutral Protection
Vertical LCD display standard contact Terasaki if horizontal display is required.
Model | Protection Codes | IR (A) | 3P
S630-CE | A | 250-630 | 4547560 | 397967 | 3490.11
Icu = 50 kA @ 400V AC | AG | 250-630 | 4547560 | 397974* | 3526.38
Front Connection (FC)
Electronic Protection Codes: | APGS | 250-630 | 4547560 | 397998* | 3598.92
A - Standard relay with LSI characteristic | APCWH | 250-630 | 4547561 | 398001 | 3432.81
P - Preferential Trip Alarm | APGSCWH | 250-630 | 4547560 | 398018* | 3635.17
G - Ground Fault
N - Neutral Protection
*An external neutral CT must be ordered. See External Accessories. Vertical LCD display standard contact Terasaki if horizontal display is required.
Model | Protection Codes | IR (A) | 4P
S630-CE | A | 250-630 | 4547560 | 398087 | 3822.57
Icu = 50 kA @ 400V AC
Front Connection (FC) | AGN | 250-630 | 4547560 | 398094 | 3895.1
Electronic Protection Codes:
A - Standard relay with LSI characteristic | APGNS | 250-630 | 4547560 | 398117 | 3931.37
P - Preferential Trip Alarm | APCWH | 250-630 | 4547561 | 398124 | 3765.27
G - Ground Fault | APGNSCWH | 250-630 | 4547560 | 398131 | 3967.64
N - Neutral Protection
Vertical LCD display standard contact Terasaki if horizontal display is required.
MOULDED CASE CIRCUIT BREAKERS
TB2 E/S 630 FRAME
MCCBs with Measurement and Data Communication
Model | Protection Codes | IR (A) | 3P
S630-GE | A | 250-630 | 4547560 | 398469 | 3736.12
Icu = 70 kA @ 400V AC | AG | 250-630 | 4547560 | 398476* | 3772.4
Front Connection (FC)
Electronic Protection Codes: | APGS | 250-630 | 4547560 | 398490* | 3844.93
A - Standard relay with LSI characteristic | APCWH | 250-630 | 4547561 | 398506 | 3678.84
P - Preferential Trip Alarm | APGSCWH | 250-630 | 4547560 | 398513* | 3881.22
G - Ground Fault
N - Neutral Protection
*An external neutral CT must be ordered. See External Accessories. Vertical LCD display standard contact Terasaki if horizontal display is required.
Model | Protection Codes | IR (A) | 4P
S630-GE | A | 250-630 | 4547560 | 398582 | 4044.25
Icu = 70 kA @ 400V AC
Front Connection (FC) | AGN | 250-630 | 4547560 | 398599 | 4116.8
Electronic Protection Codes:
A - Standard relay with LSI characteristic | APGNS | 250-630 | 4547560 | 398612 | 4153.06
P - Preferential Trip Alarm | APCWH | 250-630 | 4547561 | 398629 | 3986.98
G - Ground Fault | APGNSCWH | 250-630 | 4547560 | 398636 | 4189.34
N - Neutral Protection
Vertical LCD display standard contact Terasaki if horizontal display is required.
MCCBs for 1100V AC
Model | Protection Codes | IR (A) | 3P
VS400-NE | A | 63 | 4547560 | 412271 | 2504.09
1100V AC | A | 160 | 4547560 | 412288 | 2504.09
Icu = 12.5kA | A | 250 | 4547560 | 412295 | 2504.09
A - LSI | A | 400 | 4547560 | 412301 | 2504.09
* For accessories see last section of Accessories - TB2 2 H/L 400 AND E/S 630 FRAMES
MOULDED CASE CIRCUIT BREAKERS
TB2 E/S 630 FRAME
Circuit Breakers with Residual Current Protection (CBR)
| Model | IR (A) | 3P |  | Price
| ZS400-CJ | 400 |  | 663758 | 2112.37
Icu = 36kA @ 400V AC
Front Connection (FC)
| Model | IR (A) | 3P |  | Price
| ZS400-NJ | 400 |  | 663772 | 2235.96
Icu = 50kA @ 400V AC
Front Connection (FC)
| Model | IR (A) | 3P |  | Price
| ZS400-GJ | 400 |  | 663796 | 2404.5
Icu = 70kA @ 400V AC
Front Connection (FC)
CBR with Residual Monitor and Remote Trip
| Model | IR (A) | 3P |  | Price
| ZS400-CJ ZP | 400 |  | 663819 | Contact Terasaki
Icu = 36kA @ 400V AC
Front Connection (FC)
| Model | IR (A) | 3P |  | Price
| ZS400-NJ ZP | 400 |  | 663833 | Contact Terasaki
Icu = 50kA @ 400V AC
Front Connection (FC)
| Model | IR (A) | 3P |  | Price
| ZS400-GJ ZP | 400 |  | 663857 | Contact Terasaki
Icu = 70kA @ 400V AC
Front Connection (FC)
MOULDED CASE CIRCUIT BREAKERS
TB2 E/S 630 FRAME
Circuit Breakers and Switch Disconnectors for Use Above 250V DC
| Model | IR (A) | 3P |  | Price
| S400-ND | 250 | 4547560 | 399008 | 1435.93
| 350V DC | 400 | 4547560 | 399015 | 1435.93
Icu = 20kA
Front Connection (FC)
Poles wired in series
| Model | IR (A) | 3P
| S400-ND | 250 | 4547560 | 399046 | 1435.93
| 600V DC | 400 | 4547560 | 399053 | 1435.93
Icu = 15kA
Front Connection (FC)
Poles wired in series
Switch Disconnectors
| Model | In (A) | 3P
| S400-NN | 400 | 4547560 | 381553 | 885.12
Front Connection (FC)
| Model | In (A) | 4P
| S400-NN | 400 | 4547560 | 381577 | 1181.25
Front Connection (FC)
| Model | In (A) | 3P
| S630-NN | 630 | 4547560 | 381607 | 1264.69
Front Connection (FC)
| Model | In (A) | 4P
| S630-NN | 630 | 4547560 | 381621 | 1687.12
Front Connection (FC)
MOULDED CASE CIRCUIT BREAKERS
TB2 2 H/L 400 AND E/S 630 FRAMES
Accessories
Auxiliary Switches (AX) General Purpose
| Field Fit Accessory | Code |  | Price
| Changeover | 4547560 | 000348 | 26.79
| Changeover for low currents (mA) | 4547560 | 000324 | 26.79
Auxiliary Switches (AX) Heavy Duty
| Field Fit Accessory | Code
| Normally open | 4547560 | 000300 | 26.79
| Normally closed | 4547560 | 000317 | 26.79
Alarm Switches (AL) General Purpose
| Field Fit Accessory | Code
| Changeover | 4547560 | 000744 | 26.79
| Changeover for low currents (mA) | 4547560 | 000720 | 26.79
Alarm Switches (AL) Heavy Duty
| Field Fit Accessory | Code
| Normally open | 4547560 | 000706 | 26.79
| Normally closed | 4547560 | 000713 | 26.79
Shunt Trips (SHT)
| Field Fit Accessory | Code
| AC 100-120V | 4547560 | 000904 | 87.65
| AC 200-240V | 4547560 | 000911 | 87.65
| AC 380-450V | 4547560 | 000928 | 87.65
| DC 12V | 4547560 | 000973 | 87.65
| DC 24V | 4547560 | 000935 | 87.65
| DC 48V | 4547560 | 000942 | 87.65
| DC 100-120V | 4547560 | 000959 | 87.65
| DC 200-240V | 4547560 | 000966 | 87.65
MOULDED CASE CIRCUIT BREAKERS
TB2 2 H/L 400 AND E/S 630 FRAMES
Accessories
Undervoltage Trips (UVT)
| Field Fit Accessory | Code
| AC 100-120V | 4547560 | 001208 | 109.58
| AC 200-240V | 4547560 | 001215 | 109.58
| AC 380-450V | 4547560 | 001222 | 109.58
| DC 24V | 4547560 | 001239 | 109.58
| DC 100-120V | 4547560 | 001246 | 109.58
| DC 200-240V | 4547560 | 001253 | 109.58
| AC 100-110V Time-delay (3P) | 4547560 | 001307 | 138.1
| AC 115-120V Time-delay (3P) | 4547560 | 001369 | 138.1
| AC 200-220V Time-delay (3P) | 4547560 | 001314 | 138.1
| AC 230-240V Time-delay (3P) | 4547560 | 001376 | 138.1
| AC 380-415V Time-delay (3P) | 4547560 | 001321 | 138.1
| AC 440-450V Time-delay (3P) | 4547560 | 001383 | 138.1
| DC 24V Time-delay Version (3P) | 4547560 | 001338 | 138.1
| DC 100-110V Time-delay (3P) | 4547560 | 001345 | 138.1
| DC 115-120V Time-delay (3P) | 4547560 | 001390 | 138.1
| DC 200-220V Time-delay (3P) | 4547560 | 001352 | 138.1
| DC 230-240V Time-delay (3P) | 4547560 | 001406 | 138.1
| AC 100-110V Time-delay for 4 Pole only | 4547560 | 002014 | 154.64
| AC 115-120V Time-delay for 4 Pole only | 4547560 | 002076 | 154.64
| AC 200-220V Time-delay for 4 Pole only | 4547560 | 002021 | 154.64
| AC 230-240V Time-delay for 4 Pole only | 4547560 | 002083 | 154.64
| AC 380-415V Time-delay for 4 Pole only | 4547560 | 002038 | 154.64
| AC 440-450V Time-delay for 4 Pole only | 4547560 | 002090 | 154.64
| DC 24V Time-delay for 4 Pole only | 4547560 | 002045 | 154.64
| DC 100-110V Time-delay for 4 Pole only | 4547560 | 002052 | 154.64
| DC 115-120V Time-delay for 4 Pole only | 4547560 | 002106 | 154.64
| DC 200-220V Time-delay for 4 Pole only | 4547560 | 002069 | 154.64
| DC 230-240V Time-delay for 4 Pole only | 4547560 | 002113 | 154.64
Extension Bars (FB)
| Field Fit Accessory | Code
| 3 bars, 400A (Offset) | 4547560 | 010323 | 42.57
Straight Type | 3 bars, 400A (Straight) | 4547560 | 010415 | 42.57
| 4 bars, 400A (Offset) | 4547560 | 010330 | 55.99
| 4 bars, 400A (Straight) | 4547560 | 010422 | 55.99
| 3 bars, 630A (Offset) | 4547560 | 010347 | 42.57
| 3 bars, 630A (Straight) | 4547560 | 010439 | 42.57
| 4 bars, 630A (Offset) | 4547560 | 010354 | 55.99
| 4 bars, 630A (Straight) | 4547560 | 010446 | 55.99
Offset Type
MOULDED CASE CIRCUIT BREAKERS
TB2 2 H/L 400 AND E/S 630 FRAMES
Accessories
Rear Connections (RC) for E/S 630A Frame
| Field Fit Accessory | Code |  | Price
| 3 studs, 400A | 4547560 | 080210 | 96.36
| 4 studs, 400A | 4547560 | 080227 | 134.43
| 3 studs, 630A | 4547560 | 080265 | 96.36
| 4 studs, 630A | 4547560 | 080272 | 134.43
Rear Connections (RC) for H/L 400A Frame
| Factory Fit Accessory | Code
| 3 studs, 400A | 4547560 | 080241 | 96.36
| 4 studs, 400A | 4547560 | 080258 | 134.43
Fixed Part of Plug-in MCCB (PM)
| Field Fit Accessory | Code
| 3P, | 4547560 | 012563 | 314.57
| 4P, | 4547560 | 012662 | 418.24
A plug-in conversion is also required to complete the plug-in MCCB
Plug-in Conversion for E/S 630A Frame
| Field Fit Accessory | Code
| 3P, 400A | 4547560 | 800047 | 132.19
| 4P, 400A | 4547560 | 800054 | 161.31
| 3P, 630A | 4547560 | 800085 | 269.69
| 4P, 630A | 4547560 | 800092 | 323.64
Plug-in Conversion for H/L 400A Frame
| Field Fit Accessory except for L400-PE | Code
| 3P, 400A | Contact Terasaki |  | 221.9357
| 4P, 400A | Contact Terasaki |  | 266.3201
MOULDED CASE CIRCUIT BREAKERS
TEMBREAK 2 H/L 400A and E/S 630A FRAME
Accessories
Extension Terminal for Fixed Part of Plug-in MCCB (PF)
| Field Fit Accessory | Code |  | Price
| 3 bars, | 4547560 | 045851 | 109.58
| 4 bars, | 4547560 | 045868 | 146.1
Terminal Covers for Extension Terminals for Fixed Parts of Plug-in MCCBs
| Field Fit Accessory | Code
| 3P 400A Plug-in Base, 1 Terminal Cover | 4547560 | 045745 | 62.84
| 4P 400A Plug-in Base, 1 Terminal Cover | 4547560 | 045752 | 104.73
Control Wiring Terminals for Plug-in MCCBs
| Field Fit Accessory | Code
| Plug for auxiliary switches and alarm switches | 4547560 | 800108 | 19.44
| Plug for shunt trips and undervoltage trips | 4547560 | 800115 | 19.44
Order one plug for each internal accessory
Control Wiring Terminals for Plug-in MCCBs
| Fielt Fit Accessory | Code
| Socket for aux/al/sht/uvt | 4547560 | 045004 | 19.62
Order one socket for each internal accessory
Draw-out Conversion Kit for E/S 630A Frame MCCBs (400 only)
| Factory Fit Accessory | Code
| 400AF 3P Draw-out Conversion Kit | 4547560 | 860133 | 562.52
| 400AF 4P Draw-out Conversion Kit | 4547560 | 860140 | 616.5
Draw-out Chassis with Keylock and Position Switch for E/S 630A Frame MCCBs
| Factory Fit Accessory | Code
| 400AF 3P Draw-out Chassis | 4547560 | 860195 | 1223.77
| 400AF 4P Draw-out Chassis | 4547560 | 860201 | 1328.76
Cable Clamps (FW) for E/S 630A Frame
| Field Fit Accessory | Code
| 3 clamps, 400A only | 4547560 | 014734 | 121.72
| 4 clamps, 400A only | 4547560 | 014741 | 162.33
Cable Clamps (FW) for H/L 400A Frame
| Factory Fit Accessory | Code
| 3 clamps, 400A | 4547560 | 014734 | 121.72
| 4 clamps, 400A | 4547560 | 014741 | 162.33
MOULDED CASE CIRCUIT BREAKERS
TEMBREAK 2 H/L 400A and E/S 630A FRAME
Accessories
Motor Operation (MC)
| Field Fit Accessory | Code
| 100V to 240V AC for 400-630AF | 4547560 | 765988 | 1130.89
| 24V to 48V DC for 400-630AF | 4547560 | 765995 | 1130.89
| 100V to 120V DC for 400-630AF | 4547560 | 766008 | 1130.89
| 200V to 220V DC for 400-630AF | 4547560 | 763199 | 1130.89
Motor plus keylock available on request
Motor Operation (MC) with Automatic Reset
| Field Fit Accessory | Code
| AC 100V to 240V | 4547560 | 766046 | 1130.89
| DC 24V to 48V | 4547560 | 766053 | 1130.89
| DC 100V to 120V | 4547560 | 766060 | 1130.89
Motor plus keylock available on request
External Operating Handles (Breaker Mounted Type) (HB)
| Field Fit Accessory | Code
| Black handle IP3X | 4547560 | 727061 | 115.63
| Black handle IP3X with keylock | 4547560 | 727047 | 150.58
| Red handle IP3X | 4547560 | 727542 | 138.92
| Red handle IP3X with keylock | 4547560 | 727528 | 173.86
| Black handle IP5X | 4547560 | 727078 | 185.49
| Black handle IP5X with keylock | 4547560 | 727054 | 220.46
| Red handle IP5X | 4547560 | 727559 | 208.8
| Red handle IP5X with keylock | 4547560 | 727535 | 243.78
External Operating Handles (Panel Mounted Type) (S Type)
| Field Fit Accessory | Code
| ‘S Type’ Black handle IP55 | 4547560 | 060922 | 164.64
| S Type’ Red handle IP55 | 4547560 | 060939 | 164.64
| S Type’ Black Handle IP65 | 4547560 | 060960 | 188.77
| Type’ Red Handle IP65 | 4547560 | 060977 | 188.77
| Castell Cam for K Lock | 4547560 | 800634 | 143.84
MOULDED CASE CIRCUIT BREAKERS
TEMBREAK 2 H/L 400A and E/S 630A FRAME
Accessories
Slide Type Mechanical Interlocks (MS)
| Field Fit Accessory | Code
| E,S type for front, rear connection type 400-630AF 3P | 4547560 | 033704 | 170.81
| E,S type for front, rear connection type 400-630AF 4P | 4547560 | 033711 | 170.81
| E,S type for plug-in type 400-630AF 3P | 4547560 | 033728 | 170.81
| E,S type for plug-in type 400-630AF 4P | 4547560 | 033735 | 170.81
| H,L type for front, rear connection type 400-630AF 3P | 4547560 | 033742 | 170.81
| H,L type for front, rear connection type 400-630AF 4P | 4547560 | 033759 | 170.81
| H,L type for plug-in type 400-630AF 3P | 4547560 | 033766 | 170.81
| H,L type for plug-in type 400-630AF 4P | 4547560 | 033773 | 170.81
Order one part between two MCCBs
Link Type Mechanical Interlocks (ML)
| Field Fit Accessory | Code
| Right side | 4547560 | 035265 | 199.82
| Left side 3P | 4547560 | 035272 | 202.74
| Left side 4P | 4547560 | 035289 | 227.73
Order one interlock part for each MCCB
Wire Type Mechanical Interlocks (MW)
| Field Fit Accessory | Code
| Interlock | 4547560 | 036248 | 591.48
| 1m length interlock cable | 4547560 | 036064 | 62.73
| 1.5m length interlock cable | 4547560 | 036057 | 73.04
Order one interlock part for each MCCB and one cable between two MCCBs
Handle Locks (HL)
| Field Fit Accessory | Code
| For 400-1000AF | 4547560 | 037306 | 24.65
Terminal Covers for Front Connection (CF)
| Field Fit Accessory | Code
| 3P, 1 cover (narrow type) | 4547560 | 081002 | 33.59
| 4P, 1 cover (narrow type) | 4547560 | 081019 | 44.82
| 3P, 1 cover | 4547560 | 081347 | 41.37
| 4P, 1 cover | 4547560 | 080814 | 55.04
| Terminal cover lock | 4547560 | 038006 | 2.41
MOULDED CASE CIRCUIT BREAKERS
TB2 2 H/L 400 AND E/S 630 FRAMES
Accessories
Terminal Covers for Rear Connection, Cable Clamps and Plug-In (CR)
| Field Fit Accessory | Code |  | Price
| 3P, 1 cover | 4547560 | 080982 | 41.37
| 4P, 1 cover | 4547560 | 080999 | 55.02
| Terminal cover lock | 4547560 | 038006 | 2.41
Interpole Barriers (BA)
| Field Fit Accessory | Code
| For E and S types | 4547560 | 043338 | 3.91
Lead Terminal Block
| Field Fit Accessory | Code
| Left side | 4547560 | 044540 | 71.92
| Right side | 4547560 | 044557 | 71.92
Neutral Link
| Field Fit Accessory | Code
| 400A Neutral Link | 4547560 | 800504 | 60.29
| 630A Neutral Link | 4547560 | 800511 | 75.69
| 400/630 Neutral Link Shroud | 4547560 | 800566 | 65.98
Door Flange
| Field Fit Accessory | Code
| for toggle operation | 4547560 | 045400 | 23.04
| for motorised application | 4547560 | 045417 | 91.28
MOULDED CASE CIRCUIT BREAKERS
TB2 2 H/L 400 AND E/S 630 FRAMES
Accessories
OCR Checker
| Field Fit Accessory | Code
| OCR Checker 100-120V AC | 4547560 | 756306 | Contact Terasaki
| OCR checker 200-240V AC | 4547560 | 756313 | Contact Terasaki
External Neutral CT
| Field Fit Accessory | Code
| 400A | 4547560 | 045912 | 655.53
| 630A | 4547560 | 045929 | 655.53
3C Overheating Protection
| Field Fit Accessory | Code
| Temperature Monitor for 3P H/L & E/S 630 Frames (110V AC) * | 4547560 | 761645 | 412.09
| Temperature Monitor for 4P H/L & E/S 630 Frames (110V AC) * | 4547560 | 761669 | 483.38
| Short Plug ** | 4547560 | 762505 | 8.78
* Can be fitted at Line or Load side of MCCB.
** Short plugs are require for terminals not being monitored. Supplied in packs of 3
T2ED Circuit Breaker Monitor
Field Fit Accessory
| Electronic display for MCCBs with measurement | 4547560 | 731907 | 533.84
and communication facility (24V DC)
Accessories for VS400-NE
| Factory Fit Accessory | Code
| 2AB AUXILIARY SWITCH | 212001014 |  | 75.52
| UVT DC 24V | 211002092 |  | 131.29
| UVT AC 100-120V | 211002066 |  | 131.29
| UVT AC 200-240V | 211002074 |  | 131.29
| SHUNT DC 24V | 212002031 |  | 93.98
| SHUNT AC 100-115V | 211002005 |  | 93.98
| SHUNT AC 200-480V | 211002013 |  | 93.98
Field Fit Accessory
| F.C. TERM.COVER (NO ATT.BAR) | 212004074 |  | 86.84
| OHH CW OFF OPEN LONG | 212005048 |  | 145.52
| OHJ:UPPER:BLACK:IP55 HANDLE | 211005266 |  | 127.62

## TB2 H,L 800 and 1000 Frame
MOULDED CASE CIRCUIT BREAKERS
TB2 H/L 800 FRAME
Electronic MCCBs
Model | Protection Codes | IR (A) | 3P |  | Price
H800-NE | A | 250-630 | 4547560 | 482809 | 3143.39
Icu = 125kA | AN | 250-630
with extension bars (mandatory) | AP | 250-630 | 4547560 | 482816 | 3265.15
| AG | 250-630 |  | 482823* | 3338.18
Electronic Protection Codes: | AGN | 250-630 | 4547560
A - Standard relay with LSI characteristic | APG | 250-630 | 4547560 | 482830* | 3459.94
P - Pre-trip alarm | APN | 250-630
G - Ground fault trip | APGN | 250-630
N - N-phase protection | A | 320-800 | 4547560 | 481406 | 3803.24
| AN | 320-800
| AP | 320-800 | 4547560 | 481413 | 3925
| AG | 320-800 | 4547560 | 481420* | 3998.04
| AGN | 320-800
| APG | 320-800 | 4547560 | 481437* | 4119.78
| APN | 320-800
| APGN | 320-800
*An external neutral CT must be ordered. See External Accessories.
Model | Protection Codes | IR (A) | 4P
H800-NE | A | 250-630 | 4547560 | 482885 | 3265.15
Icu = 125kA | AN | 250-630 | 4547560 | 482908 | 3386.88
with extension bars (mandatory) | AP | 250-630 | 4547560 | 482892 | 3386.88
| AG | 250-630
Electronic Protection Codes: | AGN | 250-630 | 4547560 | 482922 | 3581.67
A - Standard relay with LSI characteristic | APG | 250-630
P - Pre-trip alarm | APN | 250-630 | 4547560 | 482915 | 3508.64
G - Ground fault trip | APGN | 250-630 | 4547560 | 482939 | 3424.37
N - N-phase protection | A | 320-800 | 4547560 | 481482 | 5057.2
| AN | 320-800 | 4547560 | 481505 | 5178.95
| AP | 320-800 | 4547560 | 481499 | 5178.95
| AG | 320-800
| AGN | 320-800 | 4547560 | 481529 | 5251.99
| APG | 320-800
| APN | 320-800 | 4547560 | 481512 | 5300.68
| APGN | 320-800 | 4547560 | 481536 | 5495.5
MOULDED CASE CIRCUIT BREAKERS
TB2 H/L 800 FRAME
Electronic MCCBs
Model | Protection Codes | IR (A) | 3P
L800-NE | A | 250-630 | 4547560 | 483004 | 3300.58
Icu = 200kA | AN | 250-630
with extension bars (mandatory) | AP | 250-630 | 4547560 | 483011 | 3422.33
| AG | 250-630 | 4547560 | 483028* | 3495.35
Electronic Protection Codes: | AGN | 250-630
A - Standard relay with LSI characteristic | APG | 250-630 | 4547560 | 483035 | 3617.1
P - Pre-trip alarm | APN | 250-630
G - Ground fault trip | APGN | 250-630
N - N-phase protection | A | 320-800 | 4547560 | 481604 | 3993.42
| AN | 320-800
| AP | 320-800 | 4547560 | 481611 | 4115.14
| AG | 320-800 | 4547560 | 481628* | 4188.19
| AGN | 320-800
| APG | 320-800 | 4547560 | 481635 | 4309.94
| APN | 320-800
| APGN | 320-800
*An external neutral CT must be ordered. See External Accessories.
Model | Protection Codes | IR (A) | 4P
L800-NE | A | 250-630 | 4547560 | 483080 | 3428.4
Icu = 200kA | AN | 250-630 | 4547560 | 483103 | 3550.16
with extension bars (mandatory) | AP | 250-630 | 4547560 | 483097 | 3550.16
| AG | 250-630
Electronic Protection Codes: | AGN | 250-630 | 4547560 | 483127 | 3623.19
A - Standard relay with LSI characteristic | APG | 250-630
P - Pre-trip alarm | APN | 250-630 | 4547560 | 483110 | 3671.92
G - Ground fault trip | APGN | 250-630 | 4547560 | 483134 | 3866.71
N - N-phase protection | A | 320-800 | 4547560 | 481680 | 5310.07
| AN | 320-800 | 4547560 | 481703 | 5431.8
| AP | 320-800 | 4547560 | 481697 | 5431.8
| AG | 320-800 | 4547560
| AGN | 320-800 | 4547560 | 481727 | 5626.59
| APG | 320-800
| APN | 320-800 | 4547560 | 481710 | 5553.53
| APGN | 320-800 | 4547560 | 481734 | 5748.33
MOULDED CASE CIRCUIT BREAKERS
TB2 H/L 800 FRAME
MCCBs with Measurement and Data Communication
Model | Protection Codes | IR (A) | 3P
H800-NE | A | 250-630 | 4547560 | 489501 | 5280.4
Icu = 125kA | AG | 250-630 | 4547560 | 489518* | 5387.11
Front Connection (FC) | AGN | 250-630
with extension bars (mandatory) | AP | 250-630 | 4547560 | 489525 | 5387.11
| APGS | 250-630 | 4547560 | 489532* | 5662.33
Electronic Protection Codes: | APGNS | 250-630
A - LSI; | APCWH | 250-630 | 4547560 | 489549 | 5854.1
P - Pre-trip alarm | APGSCWH | 250-630 | 4547560 | 489556* | 6048.87
G - Ground fault trip | APGNSCWH | 250-630
N - N-phase protection | A | 320-800 | 4547560 | 490224 | 5280.4
S - Phase rotation protection | AG | 320-800 | 4547560 | 490231* | 5387.11
C - Communication function | AGN | 320-800
W - Electrical energy pulse | AP | 320-800 | 4547560 | 490248 | 5387.11
H - Harmonic current | APGS | 320-800 | 4547560 | 490255* | 5662.33
| APGNS | 320-800
| APCWH | 320-800 | 4547560 | 490262 | 5854.1
| APGSCWH | 320-800 | 4547560 | 490279* | 6048.87
| APGNSCWH | 320-800
*An external neutral CT must be ordered. See External Accessories. Vertical LCD display standard contact Terasaki if horizontal display is required.
Model | Protection Codes | IR (A) | 4P
H800-NE | A | 250-630 | 4547560 | 489624 | 6119.94
Icu = 125kA | AG | 250-630
Front Connection (FC) | AGN | 250-630 | 4547560 | 489631 | 6226.66
with extension bars (mandatory) | AP | 250-630 | 4547560 | 489648 | 6226.66
| APGS | 250-630
Electronic Protection Codes: | APGNS | 250-630 | 4547560 | 489655 | 6504.02
A - LSI; | APCWH | 250-630 | 4547560 | 489662 | 6571.55
P - Pre-trip alarm | APGSCWH | 250-630
G - Ground fault trip | APGNSCWH | 250-630 | 4547560 | 489679 | 6888.08
N - N-phase protection | A | 320-800 | 4547560 | 490347 | 6119.94
S - Phase rotation protection | AG | 320-800
C - Communication function | AGN | 320-800 | 4547560 | 490354 | 6226.66
W - Electrical energy pulse | AP | 320-800 | 4547560 | 490361 | 6226.66
H - Harmonic current | APGS | 320-800
| APGNS | 320-800 | 4547560 | 490378 | 6504.02
| APCWH | 320-800 | 4547560 | 490385 | 6571.55
| APGSCWH | 320-800
| APGNSCWH | 320-800 | 4547560 | 490392 | 6888.08
Vertical LCD display standard contact Terasaki if horizontal display is required.
MOULDED CASE CIRCUIT BREAKERS
TB2 H/L 800 FRAME
MCCBs with Measurement and Data Communication
Model | Protection Codes | IR (A) | 3P
L800-NE | A | 250-630 | 4547560 | 490941 | 5471.65
Icu = 200kA | AG | 250-630 | 4547560 | 490958* | 5578.36
Front Connection (FC) | AGN | 250-630
| AP | 250-630 | 4547560 | 490965 | 5578.36
Front Connection | APGS | 250-630 | 4547560 | 490972* | 5853.6
with extension bars (mandatory) | APGNS | 250-630
| APCWH | 250-630 | 4547560 | 490989 | 6045.32
| APGSCWH | 250-630 | 4547560 | 490996 | 6240.1
Electronic Protection Codes: | APGNSCWH | 250-630
A - LSI; | A | 320-800 | 4547560 | 491665 | 5471.65
P - Pre-trip alarm | AG | 320-800 | 4547560 | 491672* | 5578.36
G - Ground fault trip | AGN | 320-800
N - N-phase protection | AP | 320-800 | 4547560 | 491689 | 5578.36
S - Phase rotation protection | APGS | 320-800 | 4547560 | 491696* | 5853.6
C - Communication function | APGNS | 320-800
W - Electrical energy pulse | APCWH | 320-800 | 4547560 | 491702 | 6045.32
H - Harmonic current | APGSCWH | 320-800 | 4547560 | 491719* | 6240.1
| APGNSCWH | 320-800
*An external neutral CT must be ordered. See External Accessories. Vertical LCD display standard contact Terasaki if horizontal display is required.
Extension bars are optional for S800 models
Model | Protection Codes | IR (A) | 4P
L800-NE | A | 250-630 | 4547560 | 491061 | 6372.81
Icu = 200kA | AG | 250-630
Front Connection (FC) | AGN | 250-630 | 4547560 | 491078 | 6479.54
| AP | 250-630 | 4547560 | 491085 | 6479.54
Front Connection | APGS | 250-630
with extension bars (mandatory) | APGNS | 250-630 | 4547560 | 491092 | 6756.88
| APCWH | 250-630 | 4547560 | 491108 | 6824.4
| APGSCWH | 250-630
Electronic Protection Codes: | APGNSCWH | 250-630 | 4547560 | 491115 | 7140.94
A - LSI; | A | 320-800 | 4547560 | 491788 | 6372.81
P - Pre-trip alarm | AG | 320-800
G - Ground fault trip | AGN | 320-800 | 4547560 | 491795 | 6479.54
N - N-phase protection | AP | 320-800 | 4547560 | 491801 | 6479.54
S - Phase rotation protection | APGS | 320-800 | 4547560
C - Communication function | APGNS | 320-800 | 4547560 | 491818 | 6756.88
W - Electrical energy pulse | APCWH | 320-800 | 4547560 | 491825 | 6824.4
H - Harmonic current | APGSCWH | 320-800 | 4547560
| APGNSCWH | 320-800 | 4547560 | 491832 | 7140.94
Vertical LCD display standard contact Terasaki if horizontal display is required.
Extension bars are optional for S800 models
MOULDED CASE CIRCUIT BREAKERS
TB2 H/L 800 FRAME
MCCBs with Icu = 70kA @ 690V AC
Model | Protection Codes | IR (A) | 3P
L800-PE | A | 250-630 | 4547560 | 485183 | 3999.79
Icu = 70kA @ 690V AC | AP | 250-630 | 4547560 | 485190 | 4121.53
With Rear Connections | AG | 250-630 | 4547560 | 485206* | 4285.92
| APG | 250-630 | 4547560 | 485213* | 4407.67
| A | 320 - 800 | 4547560 | 485268 | 3845.95
| AP | 320 - 800 | 4547560 | 485275 | 4121.53
| AG | 320 - 800 | 4547560 | 485282* | 4285.92
| APG | 320 - 800 | 4547560 | 485299* | 4407.67
*An external neutral CT must be ordered. See External Accessories.
Model | Protection Codes | IR (A) | 3P
L800-PE | A | 250-630 | 4547560 | 485220 | Contact Terasaki
Icu = 70kA @ 690V AC | AP | 250-630 | 4547560 | 485237 | Contact Terasaki
with Plug-in connections | AG | 250-630 | 4547560 | 485244* | Contact Terasaki
| APG | 250-630 | 4547560 | 485251* | Contact Terasaki
| A | 320 - 800 | 4547560 | 485305 | Contact Terasaki
| AP | 320 - 800 | 4547560 | 485312 | Contact Terasaki
| AG | 320 - 800 | 4547560 | 485329* | Contact Terasaki
| APG | 320 - 800 | 4547560 | 485336* | Contact Terasaki
Order Plug-in base and auxiliary connectors separately
Circuit Breakers and Switch Disconnectors for use above 250V DC
| Model | IR (A) | 4P |  | Price
| PVS800-NDL | 630 | 4547560 | 484148 | 4099.37
| 750V DC | 800 | 4547560 | 484162 | 4099.37
Icu = 10kA
with extension bars (mandatory)
Connect 4 poles in series
| Model | IR (A) | 4P
| PVS800-NDH | 630 | 4547560 | 484193 | 4193.9
| 1000V DC | 800 | 4547560 | 484216 | 4193.9
Icu = 5kA
with extension bars (mandatory)
Connect 4 poles in series
| Model | In (A) | 4P
| PVS800-NNL | 630 | 4547560 | 484124 | 4005.09
| 800V DC | 800 | 4547560 | 484223 | 4005.09
with extension bars (mandatory)
Connect 4 poles in series
| Model | In (A) | 4P
| PVS800-NNH | 800 | 4547560 | 484131 | 4061.72
| 1000V DC | 800 | 4547560 | 484230 | 4061.72
with extension bars (mandatory)
Connect 4 poles in series
MOULDED CASE CIRCUIT BREAKERS
TB2 1000 FRAME
Adjustable Thermal and Adjustable Magnetic MCCBs
| Model | IR (A) | 3P
| S800-CJ | 400-630 | 4547560 | 812088 | 1456.44
| Icu = 36kA at 400V AC | 500-800 | 4547560 | 812095 | 1850.5
Front Connected (FC)
| Model | IR (A) | 4P
| S800-CJ | 400-630 | 4547560 | 812101 | 2128.08
| Icu = 36kA at 400V AC | 500-800 | 4547560 | 812118 | 2461.35
Front Connected (FC)
| Model | IR (A) | 3P
| S800-NJ | 400-630 | 4547560 | 812149 | 1533.95
| Icu = 50kA at 400V AC | 500-800 | 4547560 | 812156 | 1947.9
Front Connected (FC)
| Model | IR (A) | 4P
| S800-NJ | 400-630 | 4547560 | 812163 | 2240.09
| Icu = 50kA at 400V AC | 500-800 | 4547560 | 812170 | 2590.7
Front Connected (FC)
| Model | IR (A) | 3P
| S800-RJ | 400-630 | 4547560 | 812200 | 1610.66
| Icu = 70kA at 400V AC | 500-800 | 4547560 | 812217 | 2045.28
Front Connected (FC)
| Model | IR (A) | 4P
| S800-RJ | 400-630 | 4547560 | 812224 | 2352.13
| Icu = 70kA at 400V AC | 500-800 | 4547560 | 812231 | 2720.24
Front Connected (FC)
MOULDED CASE CIRCUIT BREAKERS
TB2 1000 FRAME
Electronic MCCBs
Model | Protection Codes | IR (A) | 3P
S800-NE | A | 250-630 | 4547560 | 812262 | 2042.35
Icu = 50kA at 400V AC |  | 250-630
Front Connection (FC) | AP | 250-630 | 4547560 | 812279 | 2255.46
| AG | 250-630 | 4547560 | 812286* | 2328.5
Electronic Protection Codes: |  | 250-630
A - Standard relay with LSI characteristic | APG | 250-630 | 4547560 | 812293* | 2450.22
P - Pre-trip alarm
G - Ground fault trip
N - N-phase protection | A | 320 - 800 | 4547560 | 812361 | 2042.35
| AP | 320 - 800 | 4547560 | 812378 | 2255.46
| AG | 320 - 800 | 4547560 | 812385* | 2328.5
| APG | 320 - 800 | 4547560 | 812392* | 2450.22
*An external neutral CT must be ordered. See External Accessories.
Model | Protection Codes | IR (A) | 4P
S800-NE | A | 250-630 | 4547560 | 812309 | 2680.02
Icu = 50kA at 400V AC | AN | 250-630 | 4547560 | 812323 | 2801.77
Front Connection (FC) | AP | 250-630 | 4547560 | 812316 | 2801.77
Electronic Protection Codes: | AGN | 250-630 | 4547560 | 812347 | 2996.56
A - Standard relay with LSI characteristic
P - Pre-trip alarm | APN | 250-630 | 4547560 | 812330 | 2923.49
G - Ground fault trip | APGN | 250-630 | 4547560 | 812354 | 3118.32
N - N-phase protection | A | 320 - 800 | 4547560 | 812408 | 2680.02
| AN | 320 - 800 | 4547560 | 812422 | 2801.77
| AP | 320 - 800 | 4547560 | 812415 | 2801.77
| AGN | 320 - 800 | 4547560 | 812446 | 2996.56
| APN | 320 - 800 | 4547560 | 812439 | 2923.49
| APGN | 320 - 800 | 4547560 | 812453 | 3118.32
MOULDED CASE CIRCUIT BREAKERS
TB2 1000 FRAME
Electronic MCCBs
Model | Protection Codes | IR (A) | 3P
S800-RE | A | 250-630 | 4547560 | 812460 | 2688.23
Icu = 70kA at 400V AC | AN | 250-630
Front Connection (FC) | AP | 250-630 | 4547560 | 812477 | 2930.11
| AG | 250-630 | 4547560 | 812484* | 3003.16
Electronic Protection Codes: | AGN | 250-630
A - Standard relay with LSI characteristic | APG | 250-630 | 4547560 | 812491* | 3124.91
P - Pre-trip alarm | APN | 250-630
G - Ground fault trip | APGN | 250-630
N - N-phase protection | A | 320 - 800 | 4547560 | 812569 | 2688.23
| AN | 320 - 800
| AP | 320 - 800 | 4547560 | 812576 | 2930.11
| AG | 320 - 800 | 4547560 | 812583* | 3003.16
| AGN | 320 - 800
| APG | 320 - 800 | 4547560 | 812590* | 3124.91
| APN | 320 - 800
| APGN | 320 - 800
*An external neutral CT must be ordered. See External Accessories.
Model | Protection Codes | IR (A) | 4P
S800-RE | A | 250-630 | 4547560 | 812507 | 3124.64
Icu = 70kA at 400V AC | AN | 250-630 | 4547560 | 812521 | 3783.48
Front Connection (FC) | AP | 250-630 | 4547560 | 812514 | 3783.48
| AG | 250-630
Electronic Protection Codes: | AGN | 250-630 | 4547560 | 812545 | 3978.25
A - Standard relay with LSI characteristic | APG | 250-630
P - Pre-trip alarm | APN | 250-630 | 4547560 | 812538 | 3905.22
G - Ground fault trip | APGN | 250-630 | 4547560 | 812552 | 4100.02
N - N-phase protection | A | 320 - 800 | 4547560 | 812606 | 3124.64
| AN | 320 - 800 | 4547560 | 812620 | 3783.48
| AP | 320 - 800 | 4547560 | 812613 | 3783.48
| AG | 320 - 800
| AGN | 320 - 800 | 4547560 | 812644 | 3978.25
| APG | 320 - 800 | 4547560
| APN | 320 - 800 | 4547560 | 812637 | 3905.22
| APGN | 320 - 800 | 4547560 | 812651 | 4100.02
MOULDED CASE CIRCUIT BREAKERS
TB2 1000 FRAME
Electronic MCCBs
Model | Protection Codes | IR (A) | 3P
S1000-SE | A | 400- 1000 | 4547560 | 530302 | 2749.33
Icu = 50kA at 400V AC | AN | 400- 1000
with extension bars (mandatory) | AP | 400- 1000 | 4547560 | 530319 | 2953.54
Electronic Protection Codes: | AG | 400- 1000 | 4547560 | 530326* | 3026.61
A - Standard relay with LSI characteristic | AGN | 400- 1000
P - Pre-trip alarm | APG | 400- 1000 | 4547560 | 530333* | 3148.33
G - Ground fault trip | APN | 400- 1000
N - N-phase protection | APGN | 400- 1000
*An external neutral CT must be ordered. See External Accessories.
Model | Protection Codes | IR (A) | 4P
S1000-SE | A | 400- 1000 | 4547560 | 530340 | 3508.67
Icu = 50kA at 400V AC | AN | 400- 1000 | 4547560 | 530364 | 3859.71
with extension bars (mandatory) | AP | 400- 1000 | 4547560 | 530357 | 3859.71
Electronic Protection Codes: | AG | 400- 1000
A - Standard relay with LSI characteristic | AGN | 400- 1000 | 4547560 | 530388 | 3737.98
P - Pre-trip alarm | APG | 400- 1000
G - Ground fault trip | APN | 400- 1000 | 4547560 | 530371 | 3737.98
N - N-phase protection | APGN | 400- 1000 | 4547560 | 530395 | 3737.98
Model | Protection Codes | IR (A) | 3P
S1000-NE | A | 400- 1000 | 4547560 | 530401 | 3020.59
at 400V AC | AN | 400- 1000
Icu = 70kA at 400V AC | AP | 400- 1000 | 4547560 | 530418 | 3142.32
Electronic Protection Codes: | AG | 400- 1000 | 4547560 | 530425* | 3215.41
A - Standard relay with LSI characteristic | AGN | 400- 1000
P - Pre-trip alarm | APG | 400- 1000 | 4547560 | 530432* | 3337.11
G - Ground fault trip | APN | 400- 1000
N - N-phase protection | APGN | 400- 1000
*An external neutral CT must be ordered. See External Accessories.
Model | Protection Codes | IR (A) | 4P
S1000-NE | A | 400- 1000 | 4547560 | 530449 | 3987.19
at 400V AC | AN | 400- 1000 | 4547560 | 530463 | 4108.94
Icu = 70kA at 400V AC | AP | 400- 1000 | 4547560 | 530456 | 4108.94
Electronic Protection Codes: | AG | 400- 1000
A - Standard relay with LSI characteristic | AGN | 400- 1000 | 4547560 | 530487 | 4303.71
P - Pre-trip alarm | APG | 400- 1000
G - Ground fault trip | APN | 400- 1000 | 4547560 | 530470 | 4230.68
N - N-phase protection | APGN | 400- 1000 | 4547560 | 530494 | 4425.48
MOULDED CASE CIRCUIT BREAKERS
TB2 1000 FRAME
MCCBs with Measurement and Data Communication
Model | Protection Codes | IR (A) | 3P
S800-NE | A | 250-630 | 4547560 | 829765 | 3072.59
Icu = 50kA at 400V AC | AG | 250-630 | 4547560 | 829772* | 3179.3
Front Connection (FC) | AGN | 250-630
| AP | 250-630 | 4547560 | 829789 | 3179.3
| APGS | 250-630 | 4547560 | 829796* | 3454.53
| APGNS | 250-630
| APCWH | 250-630 | 4547560 | 829802 | 3645.89
| APGSCWH | 250-630 | 4547560 | 829819* | 3840.7
Electronic Protection Codes: | APGNSCWH | 250-630
A - LSI; | A | 320 - 800 | 4547560 | 830006 | 3072.59
P - Pre-trip alarm | AG | 320 - 800 | 4547560 | 830013* | 3179.3
G - Ground fault trip | AGN | 320 - 800
N - N-phase protection | AP | 320 - 800 | 4547560 | 830020 | 3179.3
S - Phase rotation protection | APGS | 320 - 800 | 4547560 | 830037* | 3454.53
C - Communication function | APGNS | 320 - 800
W - Electrical energy pulse | APCWH | 320 - 800 | 4547560 | 830044 | 3645.89
H - Harmonic current | APGSCWH | 320 - 800 | 4547560 | 830051* | 3840.8
| APGNSCWH | 320 - 800
*An external neutral CT must be ordered. See External Accessories. Vertical LCD display standard contact Terasaki if horizontal display is required.
Model | Protection Codes | IR (A) | 4P
S800-NE | A | 250-630 | 4547560 | 829888 | 3251.91
Icu = 50kA at 400V AC | AG | 250-630
Front Connection (FC) | AGN | 250-630 | 4547560 | 829895 | 3358.63
| AP | 250-630 | 4547560 | 829901 | 3358.63
| APGS | 250-630
| APGNS | 250-630 | 4547560 | 829918 | 3635.99
| APCWH | 250-630 | 4547560 | 829925 | 3703.49
| APGSCWH | 250-630
Electronic Protection Codes: | APGNSCWH | 250-630 | 4547560 | 829932 | 4020.05
A - LSI; | A | 320 - 800 | 4547560 | 830129 | 3251.91
P - Pre-trip alarm | AG | 320 - 800
G - Ground fault trip | AGN | 320 - 800 | 4547560 | 830136 | 3358.63
N - N-phase protection | AP | 320 - 800 | 4547560 | 830143 | 3358.63
S - Phase rotation protection | APGS | 320 - 800
C - Communication function | APGNS | 320 - 800 | 4547560 | 830150 | 3635.99
W - Electrical energy pulse | APCWH | 320 - 800 | 4547560 | 830167 | 3703.49
H - Harmonic current | APGSCWH | 320 - 800
| APGNSCWH | 320 - 800 | 4547560 | 830174 | 4020.05
Vertical LCD display standard contact Terasaki if horizontal display is required.
MOULDED CASE CIRCUIT BREAKERS
TB2 1000 FRAME
MCCBs with Measurement and Data Communication
Model | Protection Codes | IR (A) | 3P
S800-RE | A | 250-630 | 4547560 | 830242 | 4286.59 | #N/A | #N/A
Icu = 70kA at 400V AC | AG | 250-630 | 4547560 | 830259* | 4393.28
Front Connection (FC) | AGN | 250-630
| AP | 250-630 | 4547560 | 830266 | 4393.28
Electronic Protection Codes: | APGS | 250-630 | 4547560 | 830273* | 4668.52
A - LSI; | APGNS | 250-630
P - Pre-trip alarm | APCWH | 250-630 | 4547560 | 830280 | 4860.26
G - Ground fault trip | APGSCWH | 250-630 | 4547560 | 830297* | 5055.19
N - N-phase protection | APGNSCWH | 250-630
S - Phase rotation protection | A | 320 - 800 | 4547560 | 830488 | 4286.59
C - Communication function | AG | 320 - 800 | 4547560 | 830495* | 4393.28
W - Electrical energy pulse | AGN | 320 - 800
H - Harmonic current | AP | 320 - 800 | 4547560 | 830501 | 4393.28
| APGS | 320 - 800 | 4547560 | 830518* | 4668.52
| APGNS | 320 - 800
| APCWH | 320 - 800 | 4547560 | 830525 | 4860.26
| APGSCWH | 320 - 800 | 4547560 | 830532* | 5055.07
| APGNSCWH | 320 - 800
*An external neutral CT must be ordered. See External Accessories. Vertical LCD display standard contact Terasaki if horizontal display is required.
Model | Protection Codes | IR (A) | 4P
S800-RE | A | 250-630 | 4547560 | 830365 | 4724.5
Icu = 70kA at 400V AC | AG | 250-630
Front Connection (FC) | AGN | 250-630 | 4547560 | 830372 | 4831.22
| AP | 250-630 | 4547560 | 830389 | 4831.22
Electronic Protection Codes: | APGS | 250-630
A - LSI; | APGNS | 250-630 | 4547560 | 830396 | 5108.57
P - Pre-trip alarm | APCWH | 250-630 | 4547560 | 830402 | 5176.09
G - Ground fault trip | APGSCWH | 250-630
N - N-phase protection | APGNSCWH | 250-630 | 4547560 | 830419 | 5492.64
S - Phase rotation protection | A | 320 - 800 | 4547560 | 830600 | 4724.5
C - Communication function | AG | 320 - 800
W - Electrical energy pulse | AGN | 320 - 800 | 4547560 | 830617 | 4831.22
H - Harmonic current | AP | 320 - 800 | 4547560 | 830624 | 4831.22
| APGS | 320 - 800 | 4547560
| APGNS | 320 - 800 | 4547560 | 830631 | 5108.57
| APCWH | 320 - 800 | 4547560 | 830648 | 5176.09
| APGSCWH | 320 - 800
| APGNSCWH | 320 - 800 | 4547560 | 830655 | 5501.61
Vertical LCD display standard contact Terasaki if horizontal display is required.
MOULDED CASE CIRCUIT BREAKERS
TB2 1000 FRAME
MCCBs with Measurement and Data Communication
Model | Protection Codes | IR (A) | 3P
S1000-SE | A | 400- 1000A | 4547560 | 530821 | 4329.12
Icu = 50kA at 400V AC | AG | 400- 1000A | 4547560 | 530838* | 4435.84
| AGN | 400- 1000A
with extension bars (mandatory) | AP | 400- 1000A | 4547560 | 530845 | 4435.84
| APGS | 400- 1000A | 4547560 | 530852* | 4711.09
| APGNS | 400- 1000A
| APCWH | 400- 1000A | 4547560 | 530869 | 4902.45
| APGSCWH | 400- 1000A | 4547560 | 530876* | 5097.25
| APGNSCWH | 400- 1000A
*An external neutral CT must be ordered. See External Accessories. Vertical LCD display standard contact Terasaki if horizontal display is required.
Model | Protection Codes | IR (A) | 4P
S1000-SE | A | 400- 1000A | 4547560 | 530944 | 4838.88
Icu = 50kA at 400V AC | AG | 400- 1000A
| AGN | 400- 1000A | 4547560 | 530951 | 4945.56
with extension bars (mandatory) | AP | 400- 1000A | 4547560 | 530968 | 4945.56
| APGS | 400- 1000A
| APGNS | 400- 1000A | 4547560 | 530975 | 5222.93
| APCWH | 400- 1000A | 4547560 | 530982 | 5290.62
| APGSCWH | 400- 1000A
| APGNSCWH | 400- 1000A | 4547560 | 530999 | 5606.98
Vertical LCD display standard contact Terasaki if horizontal display is required.
Model | Protection Codes | IR (A) | 3P
S1000-NE | A | 400- 1000A | 4547560 | 531309 | 4543.84
Icu = 70kA at 400V AC | AG | 400- 1000A | 4547560 | 531316* | 5099.3
| AGN | 400- 1000A
with extension bars (mandatory) | AP | 400- 1000A | 4547560 | 531323 | 5099.3
| APGS | 400- 1000A | 4547560 | 531330* | 5374.54
| APGNS | 400- 1000A
| APCWH | 400- 1000A | 4547560 | 531347 | 5242.28
| APGSCWH | 400- 1000A | 4547560 | 531354* | 5760.7
| APGNSCWH | 400- 1000A
*An external neutral CT must be ordered. See External Accessories. Vertical LCD display standard contact Terasaki if horizontal display is required.
Model | Protection Codes | IR (A) | 4P
S1000-NE | A | 400- 1000A | 4547560 | 531422 | 5187.99
Icu = 70kA at 400V AC | AG | 400- 1000A
| AGN | 400- 1000A | 4547560 | 531439 | 5319.43
with extension bars (mandatory) | AP | 400- 1000A | 4547560 | 531446 | 5319.38
| APGS | 400- 1000A
| APGNS | 400- 1000A | 4547560 | 531453 | 5596.73
| APCWH | 400- 1000A | 4547560 | 531460 | 5290.62
| APGSCWH | 400- 1000A
| APGNSCWH | 400- 1000A | 4547560 | 531477 | 5980.79
Vertical LCD display standard contact Terasaki if horizontal display is required.
MCCBs for 1100V AC
Model | Protection Codes | IR (A) | 3P
VS630-NE | A | 630 | 4547560 | 434907 | 3493.33
1100V AC
Icu = 18kA
A - LSI
* For accessories see last section of Accessories - TB2 H/L 800 AND 1000 FRAMES
Model | Protection Codes | IR (A) | 3P
VS800-NE | A | 800 | 4547560 | 498220 | 3736.8
1100V AC
Icu = 18kA
A - LSI
* For accessories see last section of Accessories - TB2 H/L 800 AND 1000 FRAMES
MOULDED CASE CIRCUIT BREAKERS
TB2 1000 FRAME
MCCBs for use above 250V DC
| Model | IR (A) | 3P
| S800-ND | 630 | 4547560 | 483967 | 1903.42
| 350V DC | 800 | 4547560 | 483974 | 2257.07
Icu = 30kA
with extension bars (mandatory)
Poles wired in series
| Model | IR (A) | 3P
| S800-ND | 630 | 4547560 | 483981 | 1903.42
| 600V DC | 800 | 4547560 | 483998 | 2257.07
Icu = 20kA
with extension bars (mandatory)
Poles wired in series
| Model | IR (A) | 3P
| S1000-ND | 1000 | 4547560 | 530531 | 3859.21
600V DC
Icu = 20kA
with extension bars (mandatory)
Poles wired in series
Switch Disconnectors
| Model | In (A) | 3P
| S800-NN | 800 | 4547560 | 812682 | 1348.5
Front Connection (FC)
| Model | In (A) | 4P
| S800-NN | 800 | 4547560 | 812699 | 1977.77
Front Connection (FC)
| Model | In (A) | 3P
| S1000-NN | 1000 | 4547560 | 530227 | 2103.44
Front Connection (FC)
| Model | In (A) | 4P
| S1000-NN | 1000 | 4547560 | 530234 | 2618.4
Front Connection (FC)
MOULDED CASE CIRCUIT BREAKERS
TB2 H/L 800 AND 1000 FRAMES
Accessories
Auxiliary Switches AX General Purpose
| Field Fit Accessory | Code |  | Price
| Changeover | 4547560 | 000348 | 26.79
| Changeover for low currents (mA) | 4547560 | 000324 | 26.79
Auxiliary Switches AX Heavy Duty
| Field Fit Accessory | Code
| Normally open (Bridge, A) | 4547560 | 000300 | 26.79
| Normally closed (Bridge, B) | 4547560 | 000317 | 26.79
Alarm Switches AL General Purpose
| Field Fit Accessory | Code
| Changeover (1AB) | 4547560 | 000744 | 26.79
| Changeover for low currents (1AB) (mA) | 4547560 | 000720 | 26.79
Alarm Switches AL Heavy Duty
| Field Fit Accessory | Code
| Normally open | 4547560 | 000706 | 26.79
| Normally closed | 4547560 | 000713 | 26.79
Shunt Trips (SHT)
| Field Fit Accessory | Code
| AC 100-120V | 4547560 | 004063 | 87.65
| AC 200-240V | 4547560 | 004070 | 87.65
| AC 380-450V | 4547560 | 004087 | 87.65
| DC 12V | 4547560 | 004131 | 87.65
| DC 24V | 4547560 | 004094 | 87.65
| DC 48V | 4547560 | 004100 | 87.65
| DC 100-120V | 4547560 | 004117 | 87.65
| DC 200-240V | 4547560 | 004124 | 87.65
MOULDED CASE CIRCUIT BREAKERS
TB2 H/L 800 AND 1000 FRAMES
Undervoltage Trips (UVT)
| Field Fit Accessory | Code
| UVT AC100-110V | 4547560 | 002304 | 115.46
| UVT AC200-220V | 4547560 | 002311 | 115.46
| UVT AC380-415V | 4547560 | 002328 | 115.46
| UVT DC24V | 4547560 | 002335 | 115.46
| UVT DC100-120V | 4547560 | 002342 | 115.46
| UVT DC200-240V | 4547560 | 002359 | 115.46
| UVT AC115-120V | 4547560 | 002366 | 115.46
| UVT AC230-240V | 4547560 | 002373 | 115.46
| UVT AC440-450V | 4547560 | 002380 | 115.46
| UVT (Time-delay) AC100-110V | 4547560 | 003127 | 138.1
| UVT (Time-delay) AC200-220V | 4547560 | 003134 | 138.1
| UVT (Time-delay) AC380-415V | 4547560 | 003141 | 138.1
| UVT (Time-delay) DC24V | 4547560 | 003158 | 138.1
| UVT (Time-delay) DC100-110V | 4547560 | 003165 | 138.1
| UVT (Time-delay) DC200-220V | 4547560 | 003172 | 138.1
| UVT (Time-delay) AC115-120V | 4547560 | 003189 | 138.1
| UVT (Time-delay) AC230-240V | 4547560 | 003196 | 138.1
| UVT (Time-delay) AC440-450V | 4547560 | 003202 | 138.1
| UVT (Time-delay) DC115-120V | 4547560 | 003219 | 138.1
| UVT (Time-delay) DC230-240V | 4547560 | 003226 | 138.1
Extension Bars (FB)
| Field Fit Accessory | Code
| 3 bars, 630A (S800 types only) | 4547560 | 067938 | 53.92
| 4 bars, 630A (S800 types only) | 4547560 | 067945 | 59.32
| 3 bars, 800A (S800 types only) | 4547560 | 067952 | 71.92
| 4 bars, 800A (S800 types only) | 4547560 | 067969 | 79.11
Rear Connections
| Field Fit Accessory | Code
| 3 studs, 800A for E and S types | 4547560 | 067976 | 224.01
| 4 studs, 800A for E and S types | 4547560 | 067983 | 297.09
| 3 studs, 800A for H and L types (Line Side) | 4547560 | 067990 | 224.01
| 4 studs, 800A for H and L types (Line Side) | 4547560 | 068003 | 297.09
| 3 studs, 800A for H and L types (Load Side) | 4547560 | 068010 | 224.38
| 4 studs, 800A for H and L types (Load Side) | 4547560 | 068027 | 297.09
| 3 studs, 1000A (vertical installation only) | 4547560 | 068034 | 503.43
| 4 studs, 1000A (vertical installation only) | 4547560 | 068041 | 629.29
MOULDED CASE CIRCUIT BREAKERS
TB2 H/L 800 AND 1000 FRAMES
Accessories
Fixed Part of Plug-in MCCB (PM) for S800A and H/L 800 Frame MCCBs
| Field Fit Accessory | Code
| 3P Plug-in Block (suitable for attach bars) | 4547560 | 012754 | 863.04
| 4P Plug-in Block (suitable for attach bars) | 4547560 | 012952 | 1021.01
Plug-in conversion for S800A Frame MCCBs
| Field Fit Accessory | Code
| 3P, 630A, 800A (S800 type only) | 4547560 | 812705 | 344.41
| 4P, 800A (S800 types only) | 4547560 | 812712 | 526.88
Plug-in Conversion for H/L 800A Frame MCCBs
| Field Fit Accessory except for L400-PE | Code
| 3P, 630A | 4547560 | 830662 | 447.71
| 4P, 630A | 4547560 | 830679 | 684.93
| 3P, 800A | 4547560 | 830686 | 447.71
| 4P, 800A | 4547560 | 830693 | 684.93
Extension terminal for fixed part of Plug-in MCCB for S800A and H/L 800A MCCBs
| Field Fit Accessory | Code
| 3 flat bars for plug-in mount blocks | 4547560 | 045875 | 147.51
| 4 flat bars for plug-in mount blocks | 4547560 | 045882 | 196.66
Terminal Covers for Extension Terminals for Fixed Part of Plug-in Base
| Field Fit Accessory | Code
| 3P 800A Plug-in Base, 1 Terminal Cover | 4547560 | 045769 | 62.84
| 4P 800A Plug-in Base, 1 Terminal Cover | 4547560 | 045776 | 104.73
Control Wiring Terminals for Plug-In MCCBS
| Field Fit Accessory | Code
| Plug for Aux Switch and Alarm Switch | 4547560 | 800610 | 19.62
| Plug for SHT and UVT | 4547560 | 800627 | 19.62
Contact Terasaki for H/L wiring connections. Order one plug for each accessory
Control Wiring Terminals for Plug-In MCCBS
| Field Fit Accessory | Code
| Socket for Fixed part of MCCB, 3 terminals | 4547560 | 045004 | 19.62
Order one socket for each accessory
Draw-out Conversion Kit for S800A Frame MCCBs
| Factory Fit Accessory | Code
| 800AF 3P Draw-out Conversion Kit | 4547560 | 860157 | 692.39
| 800AF 4P Draw-out Conversion Kit | 4547560 | 860164 | 927.37
Draw-out Chassis with Keylock and Position Switch for S800A Frame MCCBs
| Factory Fit Accessory | Code
| 800AF 3P Draw-out Chassis | 4547560 | 860218 | 2258.73
| 800AF 4P Draw-out Chassis | 4547560 | 860225 | 2385.26
MOULDED CASE CIRCUIT BREAKERS
TB2 H/L 800 AND 1000 FRAMES
Accessories
Cable Clamps (FW) for S800 Frame
| Factory Fit Accessory | Code
| 3 clamps, 630A | 4547560 | 831973 | 243.69
| 4 clamps, 630A | 4547560 | 831980 | 317.54
Motor Operation (MC)
| Field Fit accessory* | Code
| AC 100V to 240V* | 4547560 | 766121 | 1422.93
| DC 24V to 48V* | 4547560 | 766138 | 1422.93
| DC 100V to 120V* | 4547560 | 766145 | 1422.93
*Motor must be factory fitted for H/L 800 frame MCCBs
Motor Operation (MC) with Automatic Reset
| Field Fit accessory* | Code
| AC 100V to 240V* | 4547560 | 766183 | 1422.93
| DC 24V to 48V * | 4547560 | 766190 | 1422.93
| DC 100V to 120V * | 4547560 | 766206 | 1422.93
*Motor must be factory fitted for H/L 800 frame MCCBs
External Operating Handles (Breaker Mounted Type) (HB)
| Field Fit accessory | Code
| Black handle IP3X | 4547560 | 027062 | 133.39
| Black handle IP3X with keylock | 4547560 | 027048 | 167.67
| Red handle IP3X | 4547560 | 027307 | 160.27
| Red handle IP3X with keylock | 4547560 | 027284 | 194.56
| Black Handle IP5X | 4547560 | 027079 | 214.05
| Black Handle IP5X with keylock | 4547560 | 027055 | 248.32
| Red Handle IP5X | 4547560 | 027314 | 240.92
| Red Handle IP5X with key lock | 4547560 | 027291 | 275.22
External Operating Handles (Panel Mounted Type) (S Type)
| Field Fit accessory | Code
| "S" Type Black handle IP55 | 4547560 | 061240 | 211.67
| "S" Type Red handle IP55 | 4547560 | 061257 | 211.67
| "S" Type Black handle IP65 | 4547560 | 061288 | 236
| "S" Type Red handle IP65 | 4547560 | 061295 | 236
| Castell Cam for K Lock | 4547560 | 800634 | 143.84
MOULDED CASE CIRCUIT BREAKERS
TB2 H/L 800 AND 1000 FRAMES
Accessories
Slide Type Mechanical Interlocks (MS)
| Field Fit Accessory | Code
| S type for front, rear connection type 800AF 3P | 4547560 | 033803 | 296.74
| S type for front, rear connection type 800AF 4P | 4547560 | 033810 | 296.74
| H,L type for front, rear connection type 800AF 3P | 4547560 | 033858 | 296.74
| H,L type for front, rear connection type 800AF 4P | 4547560 | 033865 | 296.74
Order one part between two MCCBs
Link Type Mechanical Interlocks (ML)
| Field Fit Accessory | Code
| Right side (common to 3P/4P) | 4547560 | 036309 | 279.75
| Left side ,3P | 4547560 | 036316 | 279.75
| Left side ,4P | 4547560 | 036323 | 318.85
Order one interlock part for each MCCB
Wire Type Mechanical Interlocks (MW)
| Field Fit Accessory | Code
| Interlock mechanism | 4547560 | 036330 | 827.22
| 1m length interlock cable | 4547560 | 036064 | 62.73
| 1.5m length interlock cable | 4547560 | 036057 | 73.04
Order one interlock part for each MCCB and one cable between two MCCBs
Handle Locks
| Field Fit Accessory | Code
| Handle Lock 400 - 1000AF | 4547560 | 037207 | 20.285
| Handle Extension | 4547560 | 033001 | 35.28
Terminal Covers for Front Connection (CF)
| Field Fit accessory | Code
| S type 800AF 3P, 1 cover | 4547560 | 081040 | 55.45
| S type 800AF 4P, 1 cover | 4547560 | 081057 | 74.82
Terminal Covers for Rear Connection and Plug-in Connection
| Field Fit Accessory | Code
| S type 800AF 3P, 1 cover | 4547560 | 081200 | 50.95
| S type 800AF 4P, 1 cover | 4547560 | 081217 | 67.95
| H/L type 800AF 3P, 1 cover | 4547560 | 081392 | 73.32
| H/L type 800AF 4P, 1 cover | 4547560 | 081408 | 89.02
MOULDED CASE CIRCUIT BREAKERS
TB2 H/L 800 AND 1000 FRAMES
Accessories
Interpole Barriers (BA)
| Field Fit accessory | Code
| Interpole barriers | 4547560 | 043338 | 3.91
Interpole barriers are supplied as standard: 2 pieces per 3P MCCB,
3 pieces with a 4P MCCB. For additional barriers please order individually
Lead Terminal Block
| Field Fit Accessory | Code
| Left Side | 4547560 | 044540 | 71.92
| Right Side | 4547560 | 044557 | 71.92
Neutral Link
| NEUTRAL LINK | Code
| 800A Neutral Link | 4547560 | 800528 | 125.1
| 800A Neutral Link Shroud | 4547560 | 800580 | 66.96
| 1000A Neutral Link | 4547560 | 800535 | 141.26
| 1000A Neutral Link Shroud | 4547560 | 800580 | 66.96
Door Flanges
| NEUTRAL LINK | Code
| For toggle operation | 4547560 | 045400 | 23.04
| For motor operation | 4547560 | 045417 | 91.28
OCR Checker
| Field Fit Accessory | Code
| OCR Checker 100-120V AC | 4547560 | 756306 | Contact Terasaki
| OCR checker 200-240V AC | 4547560 | 756313 | Contact Terasaki
External Neutral CT
| EXTERNAL NEUTRAL CT | Code
| 630A | 4547560 | 045929 | 655.53
| 800A | 4547560 | 046001 | 685.16
| 1000A | 4547560 | 046018 | 714.77
3C Overheating Protection
| Field Fit Accessory | Code
| Temperature Monitor for 3P H/L 800 & E/S 1000 Frames (110V AC) * | contact Terasaki |  | 366.2054
| Temperature Monitor for 4P H/L 800 & E/S 1000 Frames (110V AC) * | contact Terasaki |  | 424.8611
| Short Plug ** | 4547560 | 762505 | 8.78
* Can be fitted at Line or Load side of MCCB.
** Short plugs are require for terminals not being monitored. Supplied in packs of 3
T2ED Circuit Breaker Monitor
Field Fit Accessory
| Electronic display for MCCBs with measurement | 4547560 | 731907 | 533.84
and communication facility (24V DC)
MOULDED CASE CIRCUIT BREAKERS
TB2 H/L 800 AND 1000 FRAMES
Accessories for VS630-NE & VS800-NE
| Factory Fit Accessory | Code
| 2AB AUXILIARY SWITCH | 215001015 |  | 97.17
| 2AB AUX + ALARM SW | 215001052 |  | 191.32
| 2AB AUX + 2AB ALARM SW | 215001098 |  | 285.26
| 3AB AUX + ALARM SW | 215001097 |  | 239.75
| 3AB AUX SWITCH | 215001025 |  | 145.7
| UVT DC 24V | 215002093 |  | 150.31
| UVT DC 100-115V | 215002101 |  | 150.31
| UVT AC 100-120V | 215002067 |  | 150.31
| UVT AC 200-240V | 215002075 |  | 150.31
| SHUNT DC 24V | 215002032 |  | 120.02
| SHUNT DC 100-115V | 215002051 |  | 120.02
| SHUNT AC 100-115V | 215002006 |  | 120.02
| SHUNT AC 200-480V | 215002014 |  | 120.02
Field Fit Accessory
| F.C. TERMINAL COVER | 215004018 |  | 112.26
| S2 Handle Blk IP55 800AF TB1 Panel Mount Handle plus Shaft | 801044 |  | 236
| TFJ:UPPER:BLACK:IP55 HANDLE | 215005267 |  | 145.52
| C/W HANDLE 630 / 800 | 215005035 |  | 147.97
| AC 100-110V XMD6 Motor X630-800 | 215008016 |  | 1388.97

## TB2 1250 and 1600 Frames
MOULDED CASE CIRCUIT BREAKERS
TB2 1250 FRAME
Electronic MCCBs
Model | Protection Codes | IR (A) | 3P |  | Price
S1250-SE | A | 320- 800A | 4547560 | 553240 | 3011.16
Icu = 50kA at 400V AC | AP | 320- 800A | 4547560 | 553257 | 3215.62
with extension bars (mandatory) | AG | 320- 800A | 4547560 | 553264* | 3288.66
Electronic Protection Codes: | APG | 320- 800A | 4547560 | 553271* | 3410.4
A - Standard relay with LSI characteristic | A | 500- 1250A | 4547560 | 552809 | 3011.16
P - Pre-trip alarm | AP | 500- 1250A | 4547560 | 552816 | 3215.62
G - Ground fault trip | AG | 500- 1250A | 4547560 | 552823* | 3288.66
N - N-phase protection | APG | 500- 1250A | 4547560 | 552830* | 3410.4
*An external neutral CT must be ordered. See External Accessories.
Model | Protection Codes | IR (A) | 4P
S1250-SE | A | 320- 800A | 4547560 | 553400 | 4172
Icu = 50kA at 400V AC | AP | 320- 800A | 4547560 | 553417 | 4346.5
with extension bars (mandatory) | AN | 320- 800A | 4547560 | 553424 | 4376.24
| APN | 320- 800A | 4547560 | 553431 | 4468.21
| AGN | 320- 800A | 4547560 | 553448 | 4541.31
| APGN | 320- 800A | 4547560 | 553455 | 4663.05
| A | 500- 1250A | 4547560 | 552960 | 4172
Electronic Protection Codes: | AP | 500- 1250A | 4547560 | 552977 | 4346.5
A - Standard relay with LSI characteristic | AN | 500- 1250A | 4547560 | 552984 | 4346.5
P - Pre-trip alarm | APN | 500- 1250A | 4547560 | 552991 | 4468.21
G - Ground fault trip | AGN | 500- 1250A | 4547560 | 553004 | 4541.31
N - N-phase protection | APGN | 500- 1250A | 4547560 | 553011 | 4663.05
Model | Protection Codes | IR (A) | 3P
S1250-NE | A | 500- 1250A | 4547560 | 550607 | 3402.34
Icu = 70kA at 400V AC | AN | 500- 1250A
with extension bars (mandatory) | AP | 500- 1250A | 4547560 | 550614 | 3524.09
| AG | 500- 1250A | 4547560 | 550621* | 3597.14
Electronic Protection Codes: | AGN | 500- 1250A
A - Standard relay with LSI characteristic | APG | 500- 1250A | 4547560 | 550638* | 3718.85
P - Pre-trip alarm | APN | 500- 1250A
G - Ground fault trip | APGN | 500- 1250A
N - N-phase protection
*An external neutral CT must be ordered. See External Accessories.
Model | Protection Codes | IR (A) | 4P
S1250-NE | A | 500- 1250A | 4547560 | 550683 | 4534.69
Icu = 70kA at 400V AC | AN | 500- 1250A | 4547560 | 550706 | 4656.49
with extension bars (mandatory) | AP | 500- 1250A | 4547560 | 550690 | 4656.49
| AG | 500- 1250A
Electronic Protection Codes: | AGN | 500- 1250A | 4547560 | 550720 | 4729.49
A - Standard relay with LSI characteristic | APG | 500- 1250A
P - Pre-trip alarm | APN | 500- 1250A | 4547560 | 550713 | 4778.2
G - Ground fault trip | APGN | 500- 1250A | 4547560 | 550737 | 4973
N - N-phase protection
MOULDED CASE CIRCUIT BREAKERS
TB2 1250 FRAME
Electronic MCCBs
Model | Protection Codes | IR (A) | 3P
S1250-GE | A | 500- 1250A | 4547560 | 550805 | 3710.8
Icu = 85kA at 400V AC | AN | 500- 1250A
with extension bars (mandatory) | AP | 500- 1250A | 4547560 | 550812 | 3832.38
Electronic Protection Codes: | AG | 500- 1250A | 4547560 | 550829* | 3905.61
A - Standard relay with LSI characteristic | AGN | 500- 1250A
P - Pre-trip alarm | APG | 500- 1250A | 4547560 | 550836* | 4027.33
G - Ground fault trip | APN | 500- 1250A | 4547560
N - N-phase protection | APGN | 500- 1250A
*An external neutral CT must be ordered. See External Accessories.
Model | Protection Codes | IR (A) | 4P
S1250-GE | A | 500- 1250A | 4547560 | 550881 | 4844.66
Icu = 85kA at 400V AC | AN | 500- 1250A | 4547560 | 550904 | 4966.4
with extension bars (mandatory) | AP | 500- 1250A | 4547560 | 550898 | 4966.4
Electronic Protection Codes: | AG | 500- 1250A
A - Standard relay with LSI characteristic | AGN | 500- 1250A | 4547560 | 550928 | 5161.19
P - Pre-trip alarm | APG | 500- 1250A | 4547560
G - Ground fault trip | APN | 500- 1250A | 4547560 | 550911 | 5088.14
N - N-phase protection | APGN | 500- 1250A | 4547560 | 550935 | 5282.95
MCCBs for 1100V AC
Model | Protection Codes | IR (A) | 3P
VS800-GE | A | 320 - 800 | 4547560 | 498237 | 5197.96
1100V AC
Icu = 30kA
A - LSI
Model | Protection Codes | IR (A) | 3P
VS1250-NE | A | 500- 1250A | 4547560 | 553745 | 5669.35
1100V AC
Icu = 30kA
A - LSI
MCCBs for 800V AC
Model | Protection Codes | IR (A) | 3P
VS1250-NEP | A | 500- 1250A | 4547560 | 860867 | 5669.35
800V AC
Icu = 30kA
A - LSI
Switch Disconnectors
| Model | In (A) | 3P
| S1250-NN | 1250 | 4547560 | 551246 | 2191.35
with extension bars (mandatory)
| Model | In (A) | 4P
| S1250-NN | 1250 | 4547560 | 551260 | 2914.54
with extension bars (mandatory)
MOULDED CASE CIRCUIT BREAKERS
TB2 1600 FRAME
Electronic MCCBs
Model | Protection Codes | IR (A) | 3P
S1600-SE | A | 500- 1250A | 4547560 | 571343 | 4431.46
Icu = 50kA at 400V AC | A | 640- 1600A | 4547560 | 570407 | 4431.46
with extension bars (mandatory) | AN | 640- 1600A
Electronic Protection Codes: | AP | 640- 1600A | 4547560 | 570414 | 4553.2
A - Standard relay with LSI characteristic | AG | 640- 1600A | 4547560 | 570421* | 4626.25
P - Pre-trip alarm | AGN | 640- 1600A
G - Ground fault trip | APG | 640- 1600A | 4547560 | 570438* | 4748
N - N-phase protection | APN | 640- 1600A
| APGN | 640- 1600A
*An external neutral CT must be ordered. See External Accessories.
Model | Protection Codes | IR (A) | 4P
S1600-SE | A | 500- 1250A | 4547560 | 571381 | 5234.98
Icu = 50kA at 400V AC | A | 640- 1600A | 4547560 | 570483 | 5234.98
with extension bars (mandatory) | AN | 640- 1600A | 4547560 | 570506 | 5356.7
Electronic Protection Codes: | AP | 640- 1600A | 4547560 | 570490 | 5356.7
A - Standard relay with LSI characteristic | AG | 640- 1600A
P - Pre-trip alarm | AGN | 640- 1600A | 4547560 | 570520 | 5551.5
G - Ground fault trip | APG | 640- 1600A
N - N-phase protection | APN | 640- 1600A | 4547560 | 570513 | 5478.45
| APGN | 640- 1600A | 4547560 | 570537 | 5673.26
Model | Protection Codes | IR (A) | 3P
S1600-SE Vertical RC | A | 500- 1250A | 4547560 | 571350 | 3956.65
Icu = 50kA at 400V AC | A | 640- 1600A | 4547560 | 570902 | 3956.65
Rear Connection | AN | 640- 1600A
| AP | 640- 1600A | 4547560 | 570919 | 4078.39
Electronic Protection Codes: | AG | 640- 1600A | 4547560 | 570926* | 4151.44
A - Standard relay with LSI characteristic | AGN | 640- 1600A
P - Pre-trip alarm | APG | 640- 1600A | 4547560 | 570933* | 4273.16
G - Ground fault trip
N - N-phase protection
*An external neutral CT must be ordered. See External Accessories.
Model | Protection Codes | IR (A) | 4P
S1600-SE Vertical RC | A | 500- 1250A | 4547560 | 571398 | 4777.71
Icu = 50kA at 400V AC | A | 640- 1600A | 4547560 | 570940 | 4777.71
Rear Connection | AN | 640- 1600A | 4547560 | 570964 | 4725.22
| AP | 640- 1600A | 4547560 | 570957 | 4725.22
Electronic Protection Codes: | AG | 640- 1600A
A - Standard relay with LSI characteristic | AGN | 640- 1600A | 4547560 | 570988 | 4920.03
P - Pre-trip alarm | APG | 640- 1600A
G - Ground fault trip | APN | 640- 1600A | 4547560 | 570971 | 4846.95
N - N-phase protection | APGN | 640- 1600A | 4547560 | 570995 | 5041.76
MOULDED CASE CIRCUIT BREAKERS
TB2 1600 FRAME
Electronic MCCBs
Model | Protection Codes | IR (A) | 3P
S1600-NE | A | 500- 1250A | 4547560 | 571367 | 5843.66
Icu = 85kA at 400V AC | A | 640- 1600A | 4547560 | 570209 | 5843.66
with extension bars (mandatory) | AN | 640- 1600A
Electronic Protection Codes: | AP | 640- 1600A | 4547560 | 570216 | 5965.42
A - Standard relay with LSI characteristic | AG | 640- 1600A | 4547560 | 570223* | 6038.46
P - Pre-trip alarm | AGN | 640- 1600A
G - Ground fault trip | APG | 640- 1600A | 4547560 | 570230* | 6160.22
N - N-phase protection | APN | 640- 1600A
| APGN | 640- 1600A
*An external neutral CT must be ordered. See External Accessories.
Model | Protection Codes | IR (A) | 4P
S1600-NE | A | 500- 1250A | 4547560 | 571404 | 6284.18
Icu = 85kA at 400V AC | A | 640- 1600A | 4547560 | 570285 | 6284.18
with extension bars (mandatory) | AN | 640- 1600A | 4547560 | 570308 | 6695.86
Electronic Protection Codes: | AP | 640- 1600A | 4547560 | 570292 | 6695.86
A - Standard relay with LSI characteristic | AG | 640- 1600A
P - Pre-trip alarm | AGN | 640- 1600A | 4547560 | 570322 | 6890.64
G - Ground fault trip | APG | 640- 1600A
N - N-phase protection | APN | 640- 1600A | 4547560 | 570315 | 6817.57
| APGN | 640- 1600A | 4547560 | 570339 | 7012.4
Model | Protection Codes | IR (A) | 3P
S1600-NE Vertical RC | A | 500- 1250A | 4547560 | 571374 | 5283.68
Icu = 85kA at 400V AC | A | 640- 1600A | 4547560 | 570803 | 5283.68
Rear Connection | AN | 640- 1600A
Electronic Protection Codes: | AP | 640- 1600A | 4547560 | 570810 | 5405.39
A - Standard relay with LSI characteristic | AG | 640- 1600A | 4547560 | 570827* | 5478.47
P - Pre-trip alarm | AGN | 640- 1600A
G - Ground fault trip | APG | 640- 1600A | 4547560 | 570834* | 5600.2
N - N-phase protection | APN | 640- 1600A
| APGN | 640- 1600A
*An external neutral CT must be ordered. See External Accessories.
Model | Protection Codes | IR (A) | 4P
S1600-NE Vertical RC | A | 500- 1250A | 4547560 | 571411 | 5829.28
Icu = 85kA at 400V AC | A | 640- 1600A | 4547560 | 570841 | 5829.28
Rear Connection | AN | 640- 1600A | 4547560 | 570865 | 5951.03
Electronic Protection Codes: | AP | 640- 1600A | 4547560 | 570858 | 5951.03
A - Standard relay with LSI characteristic | AG | 640- 1600A | 4547560
P - Pre-trip alarm | AGN | 640- 1600A | 4547560 | 570889 | 6145.83
G - Ground fault trip | APG | 640- 1600A | 4547560
N - N-phase protection | APN | 640- 1600A | 4547560 | 570872 | 6072.79
| APGN | 640- 1600A | 4547560 | 570896 | 6267.61
MOULDED CASE CIRCUIT BREAKERS
TB2 1600 FRAME
Switch Disconnectors
| Model | In (A) | 3P
| S1600-NN | 800 | 4547560 | Contact Terasaki | 2604.7462
|  | 1250 | 4547560 | Contact Terasaki | 2604.7462
| with extension bars (mandatory) | 1600 | 4547560 | 570643 | 3165.3
| Model | In (A) | 4P
| S1600-NN | 800 | 4547560 | Contact Terasaki | 3464.3283
|  | 1250 | 4547560 | Contact Terasaki | 3464.3283
| with extension bars (mandatory) | 1600 | 4547560 | 570667 | 4209.88
| Model | In (A) | 3P
| S1600-NN | 1600 | 4547560 | 571022 | 2848.79
Rear Connection (RC)
| Model | In (A) | 4P
| S1600-NN | 1600 | 4547560 | 571039 | 3788.89
Rear Connection (RC)
MOULDED CASE CIRCUIT BREAKERS
TB2 1250 AND TB2 1600 FRAMES
Accessories
Auxiliary Switches AX General Purpose
| Field Fit Accessory | Code |  | Price
| Changeover | 4547560 | 000348 | 26.79
| Changeover for low currents (mA) | 4547560 | 000324 | 26.79
Auxiliary Switches AX Heavy Duty
| Field Fit Accessory | Code
| Normally open (Bridge, A) | 4547560 | 000300 | 26.79
| Normally closed (Bridge, B) | 4547560 | 000317 | 26.79
Alarm Switches AL General Purpose
| Field Fit Accessory | Code
| Changeover (1AB) | 4547560 | 000744 | 26.79
| Changeover for low currents (1AB) (mA) | 4547560 | 000720 | 26.79
Shunt Trips (SHT)
| Field Fit Accessory | Code
| AC 100-120V | 4547560 | 003905 | 87.65
| AC 200-240V | 4547560 | 003912 | 87.65
| AC 380-450V | 4547560 | 003929 | 87.65
| DC 24V | 4547560 | 003936 | 87.65
| DC 48V | 4547560 | 003943 | 87.65
| DC 100-120V | 4547560 | 003950 | 87.65
| DC 200-240V | 4547560 | 003967 | 87.65
Undervoltage Trips (UVT)
| Field Fit Accessory | Code
| UVT AC100-110V | 4547560 | 002304 | 115.46
| UVT AC200-220V | 4547560 | 002311 | 115.46
| UVT AC380-415V | 4547560 | 002328 | 115.46
| UVT DC24V | 4547560 | 002335 | 115.46
| UVT DC100-120V | 4547560 | 002342 | 115.46
| UVT DC200-240V | 4547560 | 002359 | 115.46
| UVT AC115-120V | 4547560 | 002366 | 115.46
| UVT AC230-240V | 4547560 | 002373 | 115.46
| UVT AC440-450V | 4547560 | 002380 | 115.46
MOULDED CASE CIRCUIT BREAKERS
TB2 1250 AND TB2 1600 FRAMES
Accessories
Undervoltage Trips (UVT) with Time Delay
| Factory Fit (Contact Terasaki) | Code |  | Price
| UVT (Time-delay) AC100-110V | 4547560 | 003233 | 138.1
| UVT (Time-delay) AC200-220V | 4547560 | 003240 | 138.1
| UVT (Time-delay) AC380-415V | 4547560 | 003257 | 138.1
| UVT (Time-delay) DC24V | 4547560 | 003264 | 138.1
| UVT (Time-delay) DC100-110V | 4547560 | 003271 | 138.1
| UVT (Time-delay) DC200-220V | 4547560 | 003288 | 138.1
| UVT (Time-delay) AC115-120V | 4547560 | 003295 | 138.1
| UVT (Time-delay) AC230-240V | 4547560 | 003301 | 138.1
| UVT (Time-delay) AC440-450V | 4547560 | 003318 | 138.1
| UVT (Time-delay) DC115-120V | 4547560 | 003325 | 138.1
| UVT (Time-delay) DC230-240V | 4547560 | 003332 | 138.1
Rear Connections for S1250 MCCBs
| Factory Fit (contact Terasaki) | Code
| 3 studs, 1250A (bottom) | 4547560 | 831560 | 309.52
| 3 studs, 1250A (top) | 4547560 | 831546 | 309.52
| 4 studs, 1250A (bottom) | 4547560 | 831577 | 416.54
| 4 studs, 1250A (top) | 4547560 | 831553 | 416.54
Fixed Parts of Plug-in S1250 Frame MCCBs
| Factory Fit (contact Terasaki) | Code
| 3P , 1250A | 4547560 | 013003 | 1890.43
| 4P, 1250A | 4547560 | 013034 | 2437.83
Plug-in conversions for S1250 Frame MCCBs
| Factory Fit (contact Terasaki) | Code
| 3P, 1250A | 4547560 | 801969 | 418.95
| 4P, 1250A | 4547560 | 801976 | 523.69
Control Wiring Connectors for S1250 Plug-in MCCB
| Factory Fit (contact Terasaki) | Code
| Connector Block for MCCB side | 4547560 | 831805 | 44.95
| Connector Block for Plug-in Base side (Fixed Part) | 4547560 | 831829 | 44.95
A connector block is required for both MCCB side and Plug-in Base side.
Each connector has 5 terminals. Work out how many connectors are required from the total number of terminals on all internal accessories.
MOULDED CASE CIRCUIT BREAKERS
TB2 1250 AND TB2 1600 FRAMES
Accessories
Motor Operation (MC)
| Field Fit accessory | Code |  | Price
| AC 100V to 115V | 4547560 | 735332 | 1501.59
| AC 200V to 230V | 4547560 | 735349 | 1501.59
| AC 240V | 4547560 | 735356 | 1501.59
| DC 24V | 4547560 | 735363 | 1501.59
| DC 100V to 110V | 4547560 | 735370 | 1501.59
External Operating Handles (Breaker Mounted Type) (HB)
| Field Fit accessory | Code
| Black handle IP3X | 4547560 | 027543 | 155.6
| Red handle IP3X | 4547560 | 027789 | 186.99
| Black Handle IP5X | 4547560 | 027550 | 249.69
| Red Handle IP5X | 4547560 | 027796 | 281.07
External Operating Handles (Panel Mounted Type) (S Type)
| Field Fit accessory | Code
| "S" Type Black handle IP55 | 4547560 | 061325 | 249.22
| "S" Type Red handle IP55 | 4547560 | 061332 | 249.22
| "S" Type Black handle IP65 | 4547560 | 061363 | 264.3
| "S" Type Red handle IP65 | 4547560 | 061370 | 264.3
| Castell Cam for K Lock | 4547560 | 800634 | 143.84
Slide Type Mechanical Interlocks (MS)
| Field Fit Accessory | Code
| S type for front, rear connection type 1250AF 3P | 4547560 | 035302 | 235.66
| S type for front, rear connection type 1250AF 4P | 4547560 | 035319 | 235.66
Order one part between two MCCBs
Rear "See-Saw" Type Mechanical Interlocks for MCCBs with Extension Bars
| Factory Fit (contact Terasaki) | Code
| Rear Mechanical Interlock 1250A 3P | 4547560 | 801983 | 607.74
| Rear Mechanical Interlock 1250A 4P | 4547560 | 801990 | 607.74
| Rear Mechanical Interlock 1600A 3P | 4547560 | 802003 | 1041.54
| Rear Mechanical Interlock 1600A 4P | 4547560 | 802010 | 1041.54
order one interlock between 2 MCCBs
MOULDED CASE CIRCUIT BREAKERS
TB2 1250 AND TB2 1600 FRAMES
Accessories
Rear Wire Type Mechanical Interlocks for MCCBs with Extension Bars
| Factory Fit (contact Terasaki) | Code |  | Price
| Wire Interlock Mechanism for 1250A Frame | 4547560 | 830846 | 611.32
| Wire Interlock Mechanism for 1600A Frame | 4547560 | 830853 | 827.22
| 1m length interlock cable | 4547560 | 831362 | 62.73
| 1.5m length interlock cable | 4547560 | 831379 | 73.04
order one interlock mechanism for each MCCB and one cable between two MCCBsx
Handle Locks (HL) and Extension (HA)
| Field Fit Accessory |  | Code
| Handle Lock (HL) 1250AF |  | 4547560 | 035326 | 54.12
Terminal Covers for S1250 MCCBs with Extension Bars
| Field Fit Accessory |  | Code
| 3P, 1 cover 1250AF |  | 4547560 | 081088 | 56.15
| 4P, 1 cover 1250AF |  | 4547560 | 081095 | 74.8
Interpole Barriers (BA)
| Field Fit Accessory |  | Code
| Interpole barriers are supplied as standard: 2 pieces per 3P MCCB, |  | 4547560 | 043338 | 3.91
3 pieces with a 4P MCCB. For additional barriers please order individually
S types
Lead Terminal Block
| Factory Fit Accessory | Code |  | Price
| Left Side | 4547560 | 802027 | 9.51
| Right Side | 4547560 | 802027 | 9.51
OCR Checker
| Field Fit Accessory | Code
| OCR Checker 100-120V AC | 4547560 | 756306 | Contact Terasaki
| OCR checker 200-240V AC | 4547560 | 756313 | Contact Terasaki
External Neutral CTs for 3P MCCBs with Ground Fault Protection
| Field Fit Accessory | Code
| 1250A | 4547560 | 046025 | 1121.69
| 1600A | 4547560 | 046032 | 1318.13
MOULDED CASE CIRCUIT BREAKERS
DC 1250A AND 1600A TEMBREAK MCCBS
MCCBs for use above 250V DC
| Model | InA) | 3P | Price
XS1250ND with extension bars (mandatory)
| Icu = 50kA @ 500V DC | 1250 | 206645512 | 4669.58
Icu = 20kA @ 600V DC
DC Magnetic only
| XS1600ND with extension bars (mandatory) | 1600 | 206740516 | 9056.18
Icu = 50kA @ 500V DC
Icu = 20kA @ 600V DC
DC Magnetic only
Accessories for DC MCCBs
Auxiliary Switches
| Factory Fit Accessory | Code | Price
| 1 Auxiliary | 212001006 | 56.36
| 2 Auxiliary | 212001016 | 112.74
| 3 Auxiliary | 212001026 | 169.01
Alarm Switches
| Factory Fit Accessory | Code
| 1 Alarm | 212001071 | 94.03
Combined Auxiliary/Alarm Switches
| Factory Fit Accessory | Code
| 1 Auxiliary, 1Alarm | 212001043 | 150.34
| 2 Auxiliaries, 1 Alarm | 212001053 | 206.73
| 3 Auxiliaries, 1 Alarm | 212001101 | 349.13
| 2 Auxiliary, 2Alarm | 212001102 | 300.76
Rear Connections for 1250A TemBreak MCCBs
| Factory Fit Accessory | Code | Price
| Studs | Contact Terasaki | Contact Terasaki
Rear Connections for 1600A TemBreak MCCBs
| Factory Fit Accessory | Code | Price
| Studs | Contact Terasaki | Contact Terasaki
MOULDED CASE CIRCUIT BREAKERS
DC 1250A AND 1600A TEMBREAK MCCBS
Accessories
Motor Operators
| Field Fit Accessory | Code | Price
| AC110-115V | 211008074 | 1501.59
| AC200-230V | 211008075 | 1501.59
| AC240V | 212008044 | 1501.59
| DC100V | 211008077 | 1501.59
| DC24V | 211008076 | 1501.59
External Operating Handels: Panel Mounted
| Field Fit Accessory | Code
| "S" Type Black handle IP55 | 801204 | 243.45
| "S" Type Red handle IP55 | 801211 | 267.84
| "S" Type Black handle IP65 | 801242 | 292.2
| "S" Type Red handle IP65 | 801259 | 316.51
Handle Lock and Handle Extension
| Field Fit Accessory | Code
| Handle Lock | 211011005 | 54.12
| Handle Extension | 215011007 | 35.33
Interpole Barriers
| Field Fit Accessory | Code
| 1 barrier | 215004042 | 4.08

## DC 2000, 2500, 3200 Frames
MOULDED CASE CIRCUIT BREAKERS
DC 2000A, 2500A AND 3200A TEMBREAK MCCBS
| Model | InA) | 3P
| XS2000ND | 2000 | 206840520 | 10096.34
Icu = 50kA @ 500V DC
Icu = 20kA @ 600V DC
with extension bars (mandatory)
| Model | InA) | 3P
| XS2000ND | 2000 | 206840620 | 9182.85
Icu = 50kA @ 500V DC
Icu = 20kA @ 600V DC
Rear Connected (RC)
| Model | InA) | 3P
| XS2500ND | 2500 | 206940625 | 11747.38
Icu = 50kA @ 500V DC
Icu = 20kA @ 600V DC
Rear Connected (RC)
| Model | InA) | 3P
| XS3200ND | 32500 | 206940632 | 12791.57
Icu = 50kA @ 500V DC
Icu = 20kA @ 600V DC
Rear Connected (RC)
MOULDED CASE CIRCUIT BREAKERS
DC TEMBREAK 2 2000A and 2500A FRAME
Accessories
Auxiliary Switches
| Factory Fit Accessories | Code | Price
| 1 Auxiliary | 212001010 | 94.03
| 2 Auxiliaries | 212001020 | 188.03
| 3 Auxiliaries | 212001030 | 282.05
| 4 Auxiliaries | 212001031 | 376.11
| 5 Auxiliaries | 212001035 | 470.08
| 6 Auxiliaries | 212001036 | 236.92
Alarm Switches
| Factory Fit Accessories | Code
| 1 Alarm | 212001075 | 150.34
Combined Auxiliary and Alarm Switches
| Factory Fit | Code
| 1 Auxiliary, 1 Alarm | 212001047 | 244.36
| 2 Auxiliaries, 1 Alarm | 212001057 | 338.34
| 3 Auxiliaries, 1 Alarm | 212001063 | 432.42
| 4 Auxiliaries, 1 Alarm | 212001064 | 526.45
| 5 Auxiliaries, 1 Alarm | 212001065 | 620.42

## TemPower 2 ACB
AIR CIRCUIT BREAKERS
Table ACB 1 Body, Chassis and Connections
Rated Current | ACB Type | Breaking Capacity Icu/Icw, 1s | No Poles | Fixed ACB with Vertical or Horizontal Connections | ACB Drawout Body | Drawout Chassis with Vertical or Horizontal Connections | Front Connections Full Set |  | Earthing Device
800A | AR208S | 65kA | 3 | 4077.5205 | 3804.5938 | 1731.0513 | 523.8762 |  | 8157.7291
|  |  | 4 | 5377.3598 | 4914.8363 | 2252.3133 | 692.1753 |  | 9795.0084
1250A | AR212S | 65kA | 3 | 4197.5823 | 4080.6221 | 1731.0513 | 523.8762 |  | 8157.7291
|  |  | 4 | 5559.7491 | 5162.0196 | 2252.3133 | 692.1753 |  | 9795.0084
1250A | AR212H | 80kA | 3 | 5057.6136 | 4806.1767 | 1842.0741 |  |  | 8157.7291
|  |  | 4 | 6574.6392 | 5963.4011 | 2396.154 |  |  | 9795.0084
1600A | AR216S | 65kA | 3 | 4434.3678 | 4591.4568 | 1842.0741 | 1083.0517 |  | 8157.7291
|  |  | 4 | 5918.605 | 6311.0322 | 2396.154 | 1432.3222 |  | 9795.0084
1600A | AR216H | 80kA | 3 | 5267.3413 | 5274.7704 | 1842.0741 |  |  | 8157.7291
|  |  | 4 | 7152.4539 | 7043.9715 | 2396.154 |  |  | 9795.0084
1600A | AR316H | 100kA | 3 | 6114.0801 | 5347.4957 | 2964.1912 |  |  | 11522.9729
|  |  | 4 | 8032.6162 | 7229.9793 | 3695.1662 |  |  | 13018.2282
2000A | AR220S | 65kA | 3 | 6134.0485 | 6393.21 | 1842.0741 | 1159.1888 |  | 8157.7291
|  |  | 4 | 7862.5595 | 8444.5096 | 2396.1688 | 1471.2104 |  | 9795.0084
2000A | AR220H | 80kA | 3 | 7429.9443 | 7544.246 | 1842.0741 |  |  | 8157.7291
|  |  | 4 | 9614.3324 | 10052.2351 | 2396.154 |  |  | 9795.0084
2000A | AR320H | 100kA | 3 | 8393.1115 | 7544.305 | 2964.1912 |  |  | 11522.9729
|  |  | 4 | 10664.8173 | 9974.6506 | 3695.1662 |  |  | 13018.2282
2500A | AR325S | 85kA | 3 | 7393.6703 | 6993.1347 | 2964.1912 | 1373.9972 |  | 11522.9729
|  |  | 4 | 10065.9117 | 10067.9499 | 3695.1662 | 1902.0237 |  | 13018.2282
2500A | AR325H | 100kA | 3 | 10507.743 | 10114.2968 | 2964.1912 |  |  | 11522.9729
|  |  | 4 | 12871.0052 | 12713.355 | 3695.1662 |  |  | 13018.2282
3200A | AR332S | 85kA | 3 | 9907.3457 | 11780.6278 | 2964.1912 | 1373.9972 |  | 11522.9729
|  |  | 4 | 13177.828 | 14954.1185 | 3695.1662 | 1902.0237 |  | 13018.2282
3200A | AR332H | 100kA | 3 | 13077.2916 | 14818.8884 | 2964.1912 |  |  | 11522.9729
|  |  | 4 | 16899.9044 | 19107.8499 | 3695.1662 |  |  | 13018.2282
4000A | AR440SB | 100kA | 3 |  | 17769.403 | 3071.0933
|  |  | 4 |  | 23179.8614 | 3576.0497
5000A | AR650S | 120kA | 3 |  | 32298.0696 | 5139.8505
|  |  | 4 |  | 39508.3906 | 6747.8418
6300A | AR663S | 120kA | 3 |  | 41524.8488 | 5339.2691
|  |  | 4 |  | 49585.409 | 6996.251
Standard Specification ¦ Padlockable Close & Open Buttons ¦4AB Auxilliary Switches ¦ Terminal Block for Accessories ¦ Terminal Cover ¦ Protection Relay Cover ¦ IP20 Door Flange
Door Flange ¦ Drawout Only: Control and Circuit Shutters, Position Indicator, Drawout Handle ¦ Vertical connections only AR4, AR6 .
AIR CIRCUIT BREAKERS
ACB Conversion for Special Voltages
Voltage | ACB | Breaking Capacity Icu | No Poles | ACB Type | Conversion Price
800V AC | AR3H Drawout | *30kA | 3 | AR316H-V8P AR320H-V8P AR325H-V8P AR332H-V8P | Contact Terasaki
| AR440SB Drawout | **50kA | 3 | AR440SB-V8P | Contact Terasaki
350V DC | AR3H Drawout | 40kA | 3 | AR316H-DC6 AR320H-DC6 AR325H-DC6 AR332H-DC6 | 4755.5614
600V DC | AR3H Drawout | 40kA | 3 | AR316H-DC8 AR320H-DC8 AR325H-DC8 AR332H-DC8 | 4755.5614
*Add conversion price to the price of standard ACB from Table 1
*AR3H-V8P (800Vac) = Icu 30kA,. AR332H-V8P maximum rating 3100A.
**AR440SB-V8P (800Vac) = Icu 50kA, maximum rating 3200A
Table ACB 2 Protection Relays
|  |  |  | Protection Relay | Optional Functions
[5 empty] | Neutral* Protection | Modbus Comms | Zone Interlocking | Contact Temperature* | Restricted Ground Fault Protection** | Negative Sequence Current Protcective Function* | Under Over Frequency Protection*
Non-automatic (no protection) |  |  |  | 360.0071
Standard protection relay with dial adjustment
AGR-11BL-AL Dial Type (Feeder) |  |  |  | 1320.0578 | 360.008
AGR-11BL-GL Dial Type (with Ground Fault) |  |  |  | 1632.0927 | 360.008
AGR-11BL-AS Dial Type (Feeder) with mechanical reset |  |  |  | 1485.6521 | 360.008
AGR-11BL-GS Dial Type (with Ground Fault) with mechanical reset |  |  |  | 1767.8142 | 360.008
LCD protection relay with ammeter
AGR-21BL-PS LCD Type (Feeder) |  |  |  | 1608.0667 | 360.008 | 1152.0255 |  |  |  | 312.0069
AGR-21BL-PG LCD Type (with Ground Fault) |  |  |  | 2027.9471 | 360.008 | 1152.0255 |  |  | 840.0482 | 312.0069
AGR-21BR-PS LCD Type (IEC 60255-3 - VI,EI,SI Curves) |  |  |  | 2145.6988 | 360.008 | 1152.0255 |  |  |  | 312.0069
AGR-21BR-PG LCD Type (with Ground Fault) |  |  |  | 2525.8771 | 360.008 | 1152.0255 |  |  | 840.0482 | 312.0069
AGR-21BS-PS LCD Type (Generator Protection) |  |  |  | 2335.7809 |  | 1152.0255
AGR-22BS-PR LCD Type (Generator Protection) |  |  |  | 2715.9875 |  | 1152.0255 |  | 1563.1362
Backlit LCD protection relay with power and energy analyser
AGR-31BL-PS-H Enhanced LCD Type (Feeder) |  |  |  | 2620.9111 | 360.008 | 1152.0255 | 840.0482 | 1563.1362 |  | 312.0069 | 623.0095
AGR-31-BL-PG-H Enhanced LCD Type (with Ground Fault) |  |  |  | 3016.9472 | 360.008 | 1152.0255 | 840.0482 | 1563.1362 | 840.0482 | 312.0069 | 623.0095
AGR-31BR-PS-H Enhanced LCD Type (IEC 60255-3 - VI,EI,SI Curves) |  |  |  | 2826.851 | 360.008 | 1152.0255 | 840.0482 | 1563.1362 |  | 312.0069 | 623.0095
AGR-31BR-PG-H Enhanced LCD Type (with Ground Fault) |  |  |  | 3207.0293 | 360.008 | 1152.0255 | 840.0482 | 1563.1362 | 840.0482 | 312.0069 | 623.0095
AGR-31BS-PS-H Enhanced LCD Type (Generator Protection) |  |  |  | 3032.7768 |  | 1152.0255 | 840.0482 | 1563.1362
AGR-31BS-PR-H Enhanced LCD Type (Generator Protection) |  |  |  | 3571.3781 |  | 1152.0255 | 840.0482 | 1563.1362
* These optional functions cannot be selected together.
** External neutral CT required. See table below for quantity.
Undervoltage alarm, Overvoltage alarm and a 2nd pre-trip alarm functions are also available. Contact Terasaki for prices.
PS = Pre Trip Alarm
PG = Pre Trip Alarm and Ground Fault Protection
PR = Pre Trip Alarm and Reverse Power Protection
NUMBER OF EXTERNAL NEUTRAL CTs REQUIRED
Type of Protection
Number of poles | Ground Fault Protection | Restricted Ground Fault Protection | Neutral Protection
3 | 1 | 2 | 1
4 | 0 | 1 | 0
PRICE OF EXTERNAL NEUTRAL CTs
Primary Current Rating
Up to 2000A | 696.0217
2000A to 4000A | 912.0121
5000A to 6300A | 1127.3288
AIR CIRCUIT BREAKERS
Table ACB 3 Accessories
| 7AB Auxilliary Switches (Industrial Use) | [5 empty] | 248.5876
| 10AB Auxilliary Switches (Industrial Use) | [5 empty] | 344.1214
| Position Switches (Max 2 positions) | [5 empty] | 179.3736
| Position Switches (Max 4 positions) | [5 empty] | 341.8562
| Trip Indication Switch | [5 empty] | 35.1813
| Spring Charge Up Switch | [5 empty] | 65.887
| Ready To Close Switch | [5 empty] | 230.356
| Shunt Trip Continuously Rated | [5 empty] | 174.9841
| Double Shunt Trip 24V DC and 240V AC | [5 empty] | 272.203
| Short Rated Shunt Trip (When UVT Fitted) | [5 empty] | 1018.302
| Shunt Trip Capacitor 48V DC | [5 empty] | 610.1989
| Undervoltage Trip Instananeous | [5 empty] | 364.6013
| Undervoltage Trip Fixed Time Delay | [5 empty] | 709.3594
| Open / Close Counter | [5 empty] | 153.681
| Auto Discharge Device | [5 empty] | 518.9878
| Insertion Prevention Device | [5 empty] | 61.407
| Motor Operator with Closing Coil | [5 empty] | 1260.3603
| Closing Coil Only | [5 empty] | 184.8138
| Double Closing Coil only 24V DC | [5 empty] | 597.0446
| Door Flange IP31 | [5 empty] | 136.0724
| Transparent Cover IP55 | [5 empty] | 465.6103
| AR ACB Lifter Loader AWR-1B | [5 empty] | 8643.2844
| AR ACB Lifter Loader AWR-2B | [5 empty] | 10724.3162
| IP3X Chassis Protection Cover | [5 empty] | 90.8644
| Storage Drawout Handle | [5 empty] | 131.1068
| Fixing Bolts for Drawout ACBS | [5 empty] | 176.4247
| Step Down Transformer 440V to 220V | [5 empty] | 195.4456
| Test Jumper | [5 empty] | 794.5843
| Lifting Plates | [5 empty] | 27.1021
| OCR Checker | [5 empty] | Contact Terasaki
| Interpole Barriers 3P | [5 empty] | 115.2607
| Interpole Barriers 4P | [5 empty] | 153.6771
| Door Interlock | [5 empty] | 188.7273
| Cylinder Lock and Key | [5 empty] | 118.5655
| Castell Lock and Key (Factory Fitted) | [5 empty] | 389.3715
| Castell Fitting Only | [5 empty] | 108.0241
| Lock in Off Position | [5 empty] | 118.5655
| Mechanical Interlocks - 2 ACBs (Horizontal) | [5 empty] | 1153.5616
| Mechanical Interlocks - 3 ACBs Type A (Horizontal) | [5 empty] | 1799.7691
| Mechanical Interlocks - 3 ACBs Type B (Horizontal) | [5 empty] | 1938.6374
| Mechanical Interlocks - 2 ACBs (Vertical) | [5 empty] | 1125.4846
| AR208 - AR332 Shutter Padlock | [5 empty] | 61.469
| AR440 Shutter Padlock | [5 empty] | 103.5499
| Shutter Trolley For AR2 3P | [5 empty] | 1188.346
| Shutter Trolley for AR2 4P | [5 empty] | 1451.4981
| Shutter Trolley for AR3 3P | [5 empty] | 1255.6482
| Shutter Trolley for AR3 4P | [5 empty] | 1540.9228
| Shutter Trolley for AR4 3P | [5 empty] | 1670.5435
| Shutter Trolley for AR4 4P | [5 empty] | 1950.0148
| Shutter Trolley for AR6 3P | [5 empty] | 6317.3443
| Shutter Trolley for AR6 4P | [5 empty] | 6841.023
| T2ED Circuit Breaker Monitor | [5 empty] | 533.8499
| TemPower 2 ACB Autoracker | [5 empty] | Contact Terasaki
| TemPower 2 ACB Remote Controller | [5 empty] | Contact Terasaki
TEMPOWER 2
TEMPOWER 2
TemPower 2 ACBs offer high specifications with guaranteed reliability. Use the three pricing tables in sequence to calculate the total price: Table ACB1: body, chassis, connections + Table ACB2: Protection Relays + Table ACB3: Accessories

## TemPower 2 ACB Order Form
Fixed and Drawout Pattern ACB's AR208 to AR663 (800A to 6300A)
ACB Order Form
COMPANY NAME: | [5 empty] | EMAIL ADDRESS:
CONTACT NAME: | [5 empty] | ORDER NUMBER:
TELEPHONE NUMBER: | [5 empty] | QUANTITY:
FAX NUMBER: | [5 empty] | DELIVERY TIME REQUEST :
1.TemPower 2 ACB: Enter your choice in the boxes provided (Refer to the catalogue for ratings and specfications)
TERASAKI ACB TYPE AR |  |  |  | AR |  |  |  | FOR EXAMPLE - AR |  |  | 325
ENTER CIRCUIT BREAKER TYPE - Type S, H or SB | [7 empty] | 'H' TYPES ARE ONLY AVAILABLE ON 1250A TO 3200A ACBS AND 'SB' TYPE ON THE 4000A ACB
H types are only available on 1250A to 3200A ACBs and SB on the 4000A ACB
ENTER RATED CURRENT - Amps
ENTER SENSOR KIT RATING - Ict | [7 empty] | ONLY ENTER A VALUE IF DIFFERENT FROM RATED CURRENT | ONLY ENTER A VALUE IF DIFFERENT FROM RATED CURRENT
ENTER NUMBER OF POLES
2. Mounting, Connections, Shutters and System Type: Select required boxes.
Fixed Pattern. |  | Not available on AR4 & AR6 ACBs |  |  | Drawout Pattern.
| Horizontal | Vertical | Front | [5 empty] | Control Circuit Terminal Cover
Top - Connections. | [8 empty] | Main Circuit Shutters
Bottom - Connections. |  |  |  | For AR4 & AR6 ACBs only vertical connections are available |  |  |  |  | Control Circuit Shutters
System Voltage |  | V |  | 3 Phase/3 Wire |  |  | 3 Phase/4 Wire |  |  | If the system type is not selected we will assume 415V 3P/4W
3.AGR - Protection Relay and Protection Options: Tick required boxes.
Non Automatic. |  | Go to Section 4 - Indication
|  | AGR-11B |  |  |  | AGR-21/22B |  |  |  | AGR-31B-H
| Economy Protection - Dial |  |  |  | Standard Protection - LCD |  |  |  | Enhanced Protection - LCD
Protection Functions | AGR-11BL |  |  |  | AGR-21BL | AGR-21BR | AGR-21BS | AGR-22BS | AGR-31BL | AGR-31BR | AGR-31BS | ----
AL |  |  |  |  | ---- | ---- | ---- | ---- | ---- | ---- | ---- | ----
AS |  |  |  |  | ---- | ---- | ---- | ---- | ---- | ---- | ---- | ----
PS | ---- | [6 empty] | ---- |  |  |  | ----
GL** |  |  |  |  | ---- | ---- | ---- | ---- | ---- | ---- | ---- | ----
GS** |  |  |  |  | ---- | ---- | ---- | ---- | ---- | ---- | ---- | ----
PG | ---- | [5 empty] | ---- | ---- |  |  | ---- | ----
PR | ---- |  |  |  | ---- | ---- | ---- |  | ---- | ---- |  | ----
Protection Options
N-Phase Protection -NP. | [6 empty] | ---- | ---- |  |  | ---- | ----
Mechanical Reset - M (Only AS and GS type) |  |  |  |  | ---- | ---- | ---- | ---- | ---- | ---- | ---- | ----
S1-Contact Temperature Monitoring - OH. | ---- |  |  |  | ---- | ---- | ---- | N2 | N2 | N2 | N2 | ----
S1-Trip Indicator. |  |  |  |  | N2 | N2 |  | N2 | N2 | N2 | N2 | ----
S1-Phase Rotation Protection - NS. | ---- |  |  |  | N2 | N2 | ---- | ---- | N2 | N2 | ---- | ----
S1-Restricted Ground Fault - REF. N4 | ---- |  |  |  | N2 | N2 | ---- | ---- | N2 | N2 | ---- | ----
S2-Second Pre -Trip Alarm - PTA2. | ---- |  |  |  | ---- | ---- | ---- | N3 | ---- | ---- | N3 | ----
S2-Undervoltage Alarm - UVA. | ---- |  |  |  | ---- | ---- | ---- | N3 | N3 | N3 | N3 | ----
S2-Over Voltage Alarm,Under/Over Frequency - V | ---- |  |  |  | ---- | ---- | ---- | ---- | N3 | N3 | N3 | ----
S2-Spring Charge Indicator. | [7 empty] | N3 | N3 | N3 | N3 | ----
Zone Interlock - Z. | ---- |  |  |  | ---- | ---- | ---- |  |  |  |  | ----
Communication - C. | ---- | [10 empty] | ----
For LCD and AS/GS type AGR specify control voltage | AC100-120V |  | AC200-240V |  | DC24V |  | DC48V |  | DC100-25V |  | DC200-250V
Example of AGR Protection Relay Description | [6 empty] | **For 3 Pole ACBs with ground fault please indicate if external 4th CT is NOT required.
Not required -
| AGR | - 21BL | - P | S
[7 empty] | ● For BS Relay specify generator full load current (In) if applicable - | [6 empty] | Amps
RELAY KEY
Protection Relay Family. | [6 empty] | ● Back lit LCD for AGR-21B, 22B (option)
Protection Relay Group.
Protection Function and Indication.
A = LSI PROTECTION. (as standard on all protection relays)
G = A + UNRESTRICTED GROUND FAULT PROTECTION. |  | All AGR-B Protection Relays have individual operation
P = A + PRE TRIP ALARM. |  | contact indicators except the AGR-11B, which has a single |  |  |  |  | NOTES:
R = A + REVERSE POWER. |  | operation contact indicator.
N2 - Only one function can be selected from section S1.
AGR BL Type Protection Relay - INDUSTRIAL & TRANSFORMER | [6 empty] | N3 - Only one function can be selected from section S2.
AGR BS Type Protection Relay - GENERATOR | [6 empty] | N4 - Restricted Ground Fault only available with PG function.
AGR BR Type Protection Relay - CHARACTERISTICS TO IEC 60255-3
Fixed and Drawout Pattern ACB's AR208 to AR663 (800A to 6300A)
ACB Order Form
4.Indication Accessories: Tick required boxes.
4AB Auxiliary Switches
7AB Auxiliary Switches
10AB Auxiliary Switches
|  |  |  | Insert | Isolated | Test | Conn
2 Position Switches (Write a '0', '1' or a '2', total 2) | [7 empty] | = Total 2.
4 Position Switches (Write a '0', '1' or a '2', total 4) | [7 empty] | = Total 4.
Non-Auto Trip Indication Switch-Normal (Not Ready to Close ) | [5 empty] | Open/Close Cycle Counter
Non-Auto Spring Charge Switch-Normal
Ready to Close Switch
5.Electrical Operation Accessories: Tick required boxes.
Double Closing Coil 24V DC & 240V AC Only (Short Rated) | [5 empty] | Capacitor Shunt Trip 110 AC (Not Available with UVT)
Double Shunt Trip Coil 24V DC &240 V AC Only (Short Rated)
Split Circuit** (For Motor and Closing Coil) |  |  |  |  | **Split Circuit - Voltages for the motor and closing coil must be indicated below.
AC - Control Voltage |  |  |  | AC100 | AC110 | AC120 | AC200 | AC220 | AC230 | AC240 | AC380 | AC400 | AC415 | AC440
Shunt Trip Continuously Rated (Short Rated with UVT) | [10 empty] | ----- | ----- | ----- | -----
Motor Operator and Closing coil
Closing Coil (Split Circuit)**
Motor Operator (Split Circuit)**
Undervoltage Trip Device - Instantaneous
Undervoltage Trip Device - Time-Delay
DC - Control Voltage |  |  |  | DC24 | DC30 | DC48 | DC60 | DC100 | DC110 | DC125 | DC200 | DC220 | DC250
Shunt Trip Continuously Rated (Short Rated with UVT)
Motor Operator and Closing coil |  |  |  |  | ----- | [7 empty] | -----
Closing Coil (Split Circuit)** |  |  |  |  | ----- | [7 empty] | -----
Motor Operator (Split Circuit)** |  |  |  |  | ----- | [7 empty] | -----
Undervoltage Trip Device - Instantaneous |  |  |  |  | ----- |  |  | ----- |  | ----- | ----- |  | -----
6.External Accessories: Tick required boxes.
Door Flange IP20 | [6 empty] | IP55 Transparent Cover
Door Flange IP31 | [6 empty] | Fixing Blocks
Standard Drawout Handle | [6 empty] | Test Jumper
Storage Drawout Handle | [6 empty] | Auto-Discharge
Insertion Prevention Device (Insert Code in Box) | [6 empty] | Lifting Plates
InterPole Barriers (Not Applicable for Front Connections) | [6 empty] | OCR Checker ANU-1
Step Down Transformer (P380-440V/S220V) | [6 empty] | OCR test interface unit ANU-2
Tropicalisation Treatment | [6 empty] | Main Shutter Padlock Device
Anti-Corrosion Treatment | [6 empty] | IP3X Chassis Protection
Cold Climate Treatment
Test Report (Enter Number of Copies in Box) | [6 empty] | Lifter Loader |  |  | AWR-1B |  |  | For AR 2, 3 & 440SB
[10 empty] | AWR-2B |  |  | For AR 2, 3, 4 & 6
7.Locking and Interlocking Systems: Tick required boxes.
Horizontal Mechanical Interlock for three ACBs, Gen. ACB Interlocked with outer ACBs | [5 empty] | Type A (4) |  |  |  | Note - If mechanical interlcok is selected, then a marine type auxiliary switch will be supplied. Marine auxiliary switch only operates in the connected position.
Horizontal Mechanical Interlock for three ACBs, one or two from three | [5 empty] | Type B (2)
Horizontal Mechanical Interlock for two ACBs, one from two | [5 empty] | Type C (1)
Horizontal Mechanical Interlock for three ACBs, one from three | [5 empty] | Type D (3)
Type A - Indicate position of Gen. ACB |  |  |  | Left | Cent | Right
All Types - Pitch 'P1'( 1st & 2nd), 'P2' (2nd & 3rd) |  |  | P1= |  | mm P2= |  | mm
Vertical Mechanical Interlock for two ACBs, one from two
Enter Vertical Pole Pitch 'P' Between ACBs |  |  |  | P= |  | mm
Door Interlock | [5 empty] | Indicate type of drawout handle required Section 6 – External Accessories.
Cylinder lock (Lock in Off) and key
Cylinder lock (Lock in On) and key
Lock in Off Padlock Facility
Castell Fitting (Lock in Off) - Facility only | [5 empty] | Tick One Box
Castell Fitting (Lock in On) - Facility only
Castell Lock (Lock in Off) and Key (Factory fitted) | [8 empty] | Enter Castell symbol required.
Castell Lock (Lock in On) and Key (Factory fitted) | [8 empty] | Enter Castell symbol required.
Chassis Castell (Lock in Isolate) - Facility only
Chassis Castell (Lock in Isolate) - Lock and Key (Factory fitted)
8.Earthing Devices: Tick required boxes.
Body (Portable Part) |  |  |  | Chassis (Permanent Part)
Earthing Device Note:
Not available with front connections.
Not recommended with a UVT, as manual disconnection is required.
For Customer Notes or References.
PAGE 1 OF 2
PAGE 2 OF 2

## Contactors
Protection and Distribution 1A to 6300A
Our Price List. Effective from 1st June 2025
Hyperlinks
TemContact 2 | _3P_Contactors_AC
Contactors | _3P_Contactors_DC
_4P_Contactors_AC
_4P_Contactors_DC
Thermal_Overload_Relays
Contactor_Relays_AC_Voltage
Contactor_Relays_DC_Voltage
Contactor_Accessories
CONTACTORS
3P Contactors AC
TC-9b
| Item Code | Description | AC3 @ 415V AC (A) | AC1 (A) | Price
| 813481 | TC-9b AC 24V 3P Contactor | 9 | 25 | 42.93
| 813498 | TC-9b AC 48V 3P Contactor | 9 | 25 | 42.93
| 813504 | TC-9b AC 100V 3P Contactor | 9 | 25 | 42.93
| 813511 | TC-9b AC 110V 3P Contactor | 9 | 25 | 42.93
| 813528 | TC-9b AC 120V 3P Contactor | 9 | 25 | 42.93
| 813535 | TC-9b AC 200V 3P Contactor | 9 | 25 | 42.93
| 813542 | TC-9b AC 220V 3P Contactor | 9 | 25 | 42.93
| 813559 | TC-9b AC 230V 3P Contactor | 9 | 25 | 42.93
| 813566 | TC-9b AC 240V 3P Contactor | 9 | 25 | 42.93
| 813573 | TC-9b AC 380V 3P Contactor | 9 | 25 | 42.93
| 813580 | TC-9b AC 400V 3P Contactor | 9 | 25 | 42.93
| 801624 | TC-9b AC 415V 3P Contactor | 9 | 25 | 42.93
| 813597 | TC-9b AC 440V 3P Contactor | 9 | 25 | 42.93
| 813603 | TC-9b AC 500V 3P Contactor | 9 | 25 | 42.93
| 813610 | TC-9b AC 550V 3P Contactor | 9 | 25 | 42.93
TC-12b
| Item Code | Description | AC3 @ 415V AC (A) | AC1 (A) | Price
| 813740 | TC-12b AC 24V 3P Contactor | 12 | 25 | 50.75
| 813757 | TC-12b AC 48V 3P Contactor | 12 | 25 | 50.75
| 813764 | TC-12b AC 100V 3P Contactor | 12 | 25 | 50.75
| 813771 | TC-12b AC 110V 3P Contactor | 12 | 25 | 50.75
| 813788 | TC-12b AC 120V 3P Contactor | 12 | 25 | 50.75
| 813795 | TC-12b AC 200V 3P Contactor | 12 | 25 | 50.75
| 813801 | TC-12b AC 220V 3P Contactor | 12 | 25 | 50.75
| 813818 | TC-12b AC 230V 3P Contactor | 12 | 25 | 50.75
| 813825 | TC-12b AC 240V 3P Contactor | 12 | 25 | 50.75
| 813832 | TC-12b AC 380V 3P Contactor | 12 | 25 | 50.75
| 813849 | TC-12b AC 400V 3P Contactor | 12 | 25 | 50.75
| 801631 | TC-12b AC 415V 3P Contactor | 12 | 25 | 50.75
| 813856 | TC-12b AC 440V 3P Contactor | 12 | 25 | 50.75
| 813863 | TC-12b AC 500V 3P Contactor | 12 | 25 | 50.75
| 813870 | TC-12b AC 550V 3P Contactor | 12 | 25 | 50.75
CONTACTORS
3P Contactors AC
TC-18b
| Item Code | Description | AC3 @ 415V AC (A) | AC1 (A) | Price
| 814006 | TC-18b AC 24V 3P Contactor | 18 | 32 | 66.36
| 814013 | TC-18b AC 48V 3P Contactor | 18 | 32 | 66.36
| 814020 | TC-18b AC 100V 3P Contactor | 18 | 32 | 66.36
| 814037 | TC-18b AC 110V 3P Contactor | 18 | 32 | 66.36
| 814044 | TC-18b AC 120V 3P Contactor | 18 | 32 | 66.36
| 814051 | TC-18b AC 200V 3P Contactor | 18 | 32 | 66.36
| 814068 | TC-18b AC 220V 3P Contactor | 18 | 32 | 66.36
| 814075 | TC-18b AC 230V 3P Contactor | 18 | 32 | 66.36
| 814082 | TC-18b AC 240V 3P Contactor | 18 | 32 | 66.36
| 814099 | TC-18b AC 380V 3P Contactor | 18 | 32 | 66.36
| 814105 | TC-18b AC 400V 3P Contactor | 18 | 32 | 66.36
| 801648 | TC-18b AC 415V 3P Contactor | 18 | 32 | 66.36
| 814112 | TC-18b AC 440V 3P Contactor | 18 | 32 | 66.36
| 814129 | TC-18b AC 500V 3P Contactor | 18 | 32 | 66.36
| 814136 | TC-18b AC 550V 3P Contactor | 18 | 32 | 66.36
TC-22b
| Item Code | Description | AC3 @ 415V AC (A) | AC1 (A) | Price
| 814266 | TC-22b AC 24V 3P Contactor | 22 | 40 | 81.98
| 814273 | TC-22b AC 48V 3P Contactor | 22 | 40 | 81.98
| 814280 | TC-22b AC 100V 3P Contactor | 22 | 40 | 81.98
| 814297 | TC-22b AC 110V 3P Contactor | 22 | 40 | 81.98
| 814303 | TC-22b AC 120V 3P Contactor | 22 | 40 | 81.98
| 814310 | TC-22b AC 200V 3P Contactor | 22 | 40 | 81.98
| 814327 | TC-22b AC 220V 3P Contactor | 22 | 40 | 81.98
| 814334 | TC-22b AC 230V 3P Contactor | 22 | 40 | 81.98
| 814341 | TC-22b AC 240V 3P Contactor | 22 | 40 | 81.98
| 814358 | TC-22b AC 380V 3P Contactor | 22 | 40 | 81.98
| 814365 | TC-22b AC 400V 3P Contactor | 22 | 40 | 81.98
| 801655 | TC-22b AC 400V 3P Contactor | 22 | 40 | 81.98
| 814372 | TC-22b AC 440V 3P Contactor | 22 | 40 | 81.98
| 814389 | TC-22b AC 500V 3P Contactor | 22 | 40 | 81.98
| 814396 | TC-22b AC 550V 3P Contactor | 22 | 40 | 81.98
CONTACTORS
3P Contactors AC
TC-32b
| Item Code | Description | AC3 @ 415V AC (A) | AC1 (A) | Price
| 814525 | TC-32a AC 24V 3P Contactor | 32 | 50 | 116.5
| 814532 | TC-32a AC 48V 3P Contactor | 32 | 50 | 116.5
| 814549 | TC-32a AC 100V 3P Contactor | 32 | 50 | 116.5
| 814556 | TC-32a AC 110V 3P Contactor | 32 | 50 | 116.5
| 814563 | TC-32a AC 120V 3P Contactor | 32 | 50 | 116.5
| 814570 | TC-32a AC 200V 3P Contactor | 32 | 50 | 116.5
| 814587 | TC-32a AC 220V 3P Contactor | 32 | 50 | 116.5
| 814594 | TC-32a AC 230V 3P Contactor | 32 | 50 | 116.5
| 814600 | TC-32a AC 240V 3P Contactor | 32 | 50 | 116.5
| 814617 | TC-32a AC 380V 3P Contactor | 32 | 50 | 116.5
| 814624 | TC-32a AC 400V 3P Contactor | 32 | 50 | 116.5
| 814631 | TC-32a AC 415V 3P Contactor | 32 | 50 | 116.5
| 814648 | TC-32a AC 440V 3P Contactor | 32 | 50 | 116.5
| 814655 | TC-32a AC 500V 3P Contactor | 32 | 50 | 116.5
| 814662 | TC-32a AC 550V 3P Contactor | 32 | 50 | 116.5
TC-40a
| Item Code | Description | AC3 @ 415V AC (A) | AC1 (A) | Price
| 814792 | TC-40a AC 24V 3P Contactor | 40 | 60 | 141.45
| 814808 | TC-40a AC 48V 3P Contactor | 40 | 60 | 141.45
| 814815 | TC-40a AC 100V 3P Contactor | 40 | 60 | 141.45
| 814822 | TC-40a AC 110V 3P Contactor | 40 | 60 | 141.45
| 814839 | TC-40a AC 120V 3P Contactor | 40 | 60 | 141.45
| 814846 | TC-40a AC 200V 3P Contactor | 40 | 60 | 141.45
| 814853 | TC-40a AC 220V 3P Contactor | 40 | 60 | 141.45
| 814860 | TC-40a AC 230V 3P Contactor | 40 | 60 | 141.45
| 814877 | TC-40a AC 240V 3P Contactor | 40 | 60 | 141.45
| 814884 | TC-40a AC 380V 3P Contactor | 40 | 60 | 141.45
| 814891 | TC-40a AC 400V 3P Contactor | 40 | 60 | 141.45
| 814907 | TC-40a AC 415V 3P Contactor | 40 | 60 | 141.45
| 814914 | TC-40a AC 440V 3P Contactor | 40 | 60 | 141.45
| 814921 | TC-40a AC 500V 3P Contactor | 40 | 60 | 141.45
| 814938 | TC-40a AC 550V 3P Contactor | 40 | 60 | 141.45
CONTACTORS
3P Contactors AC
TC-50a
| Item Code | Description | AC3 @ 415V AC (A) | AC1 (A) | Price
| 815065 | TC-50a AC 24V 3P Contactor | 50 | 70 | 176.39
| 815072 | TC-50a AC 48V 3P Contactor | 50 | 70 | 176.39
| 815089 | TC-50a AC 100V 3P Contactor | 50 | 70 | 176.39
| 815096 | TC-50a AC 110V 3P Contactor | 50 | 70 | 176.39
| 815102 | TC-50a AC 120V 3P Contactor | 50 | 70 | 176.39
| 815119 | TC-50a AC 200V 3P Contactor | 50 | 70 | 176.39
| 815126 | TC-50a AC 220V 3P Contactor | 50 | 70 | 176.39
| 815133 | TC-50a AC 230V 3P Contactor | 50 | 70 | 176.39
| 815140 | TC-50a AC 240V 3P Contactor | 50 | 70 | 176.39
| 815157 | TC-50a AC 380V 3P Contactor | 50 | 70 | 176.39
| 815164 | TC-50a AC 500V 3P Contactor | 50 | 70 | 176.39
| 815171 | TC-50a AC 415V 3P Contactor | 50 | 70 | 176.39
| 815188 | TC-50a AC 440V 3P Contactor | 50 | 70 | 176.39
| 815195 | TC-50a AC 550V 3P Contactor | 50 | 70 | 176.39
| 815201 | TC-50a AC 400V 3P Contactor | 50 | 70 | 176.39
TC-65a
| Item Code | Description | AC3 @ 415V AC (A) | AC1 (A) | Price
| 815331 | TC-65a AC 24V 3P Contactor | 65 | 100 | 249.63
| 815348 | TC-65a AC 48V 3P Contactor | 65 | 100 | 249.63
| 815355 | TC-65a AC 100V 3P Contactor | 65 | 100 | 249.63
| 815362 | TC-65a AC 110V 3P Contactor | 65 | 100 | 249.63
| 815379 | TC-65a AC 120V 3P Contactor | 65 | 100 | 249.63
| 815386 | TC-65a AC 200V 3P Contactor | 65 | 100 | 249.63
| 815393 | TC-65a AC 220V 3P Contactor | 65 | 100 | 249.63
| 815409 | TC-65a AC 230V 3P Contactor | 65 | 100 | 249.63
| 815416 | TC-65a AC 240V 3P Contactor | 65 | 100 | 249.63
| 815423 | TC-65a AC 380V 3P Contactor | 65 | 100 | 249.63
| 815430 | TC-65a AC 400V 3P Contactor | 65 | 100 | 249.63
| 815447 | TC-65a AC 415V 3P Contactor | 65 | 100 | 249.63
| 815454 | TC-65a AC 440V 3P Contactor | 65 | 100 | 249.63
| 815461 | TC-65a AC 500V 3P Contactor | 65 | 100 | 249.63
| 815478 | TC-65a AC 550V 3P Contactor | 65 | 100 | 249.63
CONTACTORS
3P Contactors AC
TC-75a
| Item Code | Description | AC3 @ 415V AC (A) | AC1 (A) | Price
| 815607 | TC-75a AC 24V 3P Contactor | 75 | 110 | 278.38
| 815614 | TC-75a AC 48V 3P Contactor | 75 | 110 | 278.38
| 815621 | TC-75a AC 100V 3P Contactor | 75 | 110 | 278.38
| 815638 | TC-75a AC 110V 3P Contactor | 75 | 110 | 278.38
| 815645 | TC-75a AC 120V 3P Contactor | 75 | 110 | 278.38
| 815652 | TC-75a AC 200V 3P Contactor | 75 | 110 | 278.38
| 815669 | TC-75a AC 220V 3P Contactor | 75 | 110 | 278.38
| 815676 | TC-75a AC 230V 3P Contactor | 75 | 110 | 278.38
| 815683 | TC-75a AC 240V 3P Contactor | 75 | 110 | 278.38
| 815690 | TC-75a AC 380V 3P Contactor | 75 | 110 | 278.38
| 815706 | TC-75a AC 400V 3P Contactor | 75 | 110 | 278.38
| 815713 | TC-75a AC 415V 3P Contactor | 75 | 110 | 278.38
| 815720 | TC-75a AC 440V 3P Contactor | 75 | 110 | 278.38
| 815737 | TC-75a AC 500V 3P Contactor | 75 | 110 | 278.38
| 815744 | TC-75a AC 550V 3P Contactor | 75 | 110 | 278.38
TC-85a
| Item Code | Description | AC3 @ 415V AC (A) | AC1 (A) | Price
| 815874 | TC-85a AC 24V 3P Contactor | 85 | 135 | 338.26
| 815881 | TC-85a AC 48V 3P Contactor | 85 | 135 | 338.26
| 815898 | TC-85a AC 100V 3P Contactor | 85 | 135 | 338.26
| 815904 | TC-85a AC 110V 3P Contactor | 85 | 135 | 338.26
| 815911 | TC-85a AC 120V 3P Contactor | 85 | 135 | 338.26
| 815928 | TC-85a AC 200V 3P Contactor | 85 | 135 | 338.26
| 815935 | TC-85a AC 220V 3P Contactor | 85 | 135 | 338.26
| 815942 | TC-85a AC 230V 3P Contactor | 85 | 135 | 338.26
| 815959 | TC-85a AC 240V 3P Contactor | 85 | 135 | 338.26
| 815966 | TC-85a AC 380V 3P Contactor | 85 | 135 | 338.26
| 815973 | TC-85a AC 400V 3P Contactor | 85 | 135 | 338.26
| 815980 | TC-85a AC 415V 3P Contactor | 85 | 135 | 338.26
| 815997 | TC-85a AC 440V 3P Contactor | 85 | 135 | 338.26
| 816000 | TC-85a AC 500V 3P Contactor | 85 | 135 | 338.26
| 816017 | TC-85a AC 550V 3P Contactor | 85 | 135 | 338.26
CONTACTORS
3P Contactors AC
TC-100a
| Item Code | Description | AC3 @ 415V AC (A) | AC1 (A) | Price
| 816147 | TC-100a AC 24V 3P Contactor | 100 | 160 | 487.98
| 816154 | TC-100a AC 48V 3P Contactor | 100 | 160 | 487.98
| 816161 | TC-100a AC 100V 3P Contactor | 100 | 160 | 487.98
| 816178 | TC-100a AC 110V 3P Contactor | 100 | 160 | 487.98
| 816185 | TC-100a AC 120V 3P Contactor | 100 | 160 | 487.98
| 816192 | TC-100a AC 200V 3P Contactor | 100 | 160 | 487.98
| 816208 | TC-100a AC 220V 3P Contactor | 100 | 160 | 487.98
| 816215 | TC-100a AC 230V 3P Contactor | 100 | 160 | 487.98
| 816222 | TC-100a AC 240V 3P Contactor | 100 | 160 | 487.98
| 816239 | TC-100a AC 380V 3P Contactor | 100 | 160 | 487.98
| 816246 | TC-100a AC 400V 3P Contactor | 100 | 160 | 487.98
| 816253 | TC-100a AC 415V 3P Contactor | 100 | 160 | 487.98
| 816260 | TC-100a AC 440V 3P Contactor | 100 | 160 | 487.98
| 816277 | TC-100a AC 500V 3P Contactor | 100 | 160 | 487.98
| 816284 | TC-100a AC 550V 3P Contactor | 100 | 160 | 487.98
TC-130a
| Item Code | Description | AC3 @ 415V AC (A) | AC1 (A) | Price
| 816413 | TC-130a AC 220-240V 3P | 130 | 160 | 614.86
| 816420 | TC-130a AC 24V 3P Contactor | 130 | 160 | 614.86
| 816437 | TC-130a AC 48V 3P Contactor | 130 | 160 | 614.86
| 816444 | TC-130a AC 110V 3P Contactor | 130 | 160 | 614.86
| 816451 | TC-130a AC 300V 3P Contactor | 130 | 160 | 614.86
| 816468 | TC-130a AC 400V 3P Contactor | 130 | 160 | 614.86
| 816475 | TC-130a AC 500V 3P Contactor | 130 | 160 | 614.86
TC-150a
| Item Code | Description | AC3 @ 415V AC (A) | AC1 (A) | Price
| 816529 | TC-150a AC 220-240V 3P | 150 | 210 | 717.31
| 816536 | TC-150a AC 24V 3P Contactor | 150 | 210 | 717.31
| 816543 | TC-150a AC 48V 3P Contactor | 150 | 210 | 717.31
| 816550 | TC-150a AC 110V 3P Contactor | 150 | 210 | 717.31
| 816567 | TC-150a AC 300V 3P Contactor | 150 | 210 | 717.31
| 816574 | TC-150a AC 400V 3P Contactor | 150 | 210 | 717.31
| 816581 | TC-150a AC 500V 3P Contactor | 150 | 210 | 717.31
CONTACTORS
3P Contactors with AC or DC coils
TC-185a
| Item Code | Description | AC3 @ 415V AC (A) | AC1 (A) | Price
| 816635 | TC-185a AC/DC 100-240/100-220V 3P | 185 | 230 | 878.38
| 816642 | TC-185a AC/DC 24V 3P Contactor | 185 | 230 | 878.38
| 816659 | TC-185a AC/DC 48V 3P Contactor | 185 | 230 | 878.38
| 816666 | TC-185a AC 300V 3P Contactor | 185 | 230 | 878.38
| 816673 | TC-185a AC 380-450V 3P Contactor | 185 | 230 | 878.38
| 816680 | TC-185a AC 500V Contactor | 185 | 230 | 878.38
TC-225a
| Item Code | Description | AC3 @ 415V AC (A) | AC1 (A) | Price
| 816697 | TC-225a AC/DC 100-240/100-220V 3P | 225 | 275 | 975.97
| 816703 | TC-225a AC/DC 24V 3P Contactor | 225 | 275 | 975.97
| 816710 | TC-225a AC/DC 48V 3P Contactor | 225 | 275 | 975.97
| 816727 | TC-225a AC 300V 3P Contactor | 225 | 275 | 975.97
| 816734 | TC-225a AC 380-450V 3P Contactor | 225 | 275 | 975.97
| 816741 | TC-225a AC 500V 3P Contactor | 225 | 275 | 975.97
TC-265a
| Item Code | Description | AC3 @ 415V AC (A) | AC1 (A) | Price
| 816758 | TC-265a AC/DC 100-240/100-220V 3P | 265 | 300 | 1340.07
| 816765 | TC-265a AC 300V 3P Contactor | 265 | 300 | 1340.07
| 816772 | TC-265a AC 380-450V 3P Contactor | 265 | 300 | 1340.07
| 816789 | TC-265a AC 500V 3P Contactor | 265 | 300 | 1340.07
TC-330a
| Item Code | Description | AC3 @ 415V AC (A) | AC1 (A) | Price
| 816796 | TC-330a AC/DC 100-240/100-220V 3P | 330 | 350 | 1639.63
| 816802 | TC-330a AC 300V 3P Contactor | 330 | 350 | 1639.63
| 816819 | TC-330a AC 380-450V 3P | 330 | 350 | 1639.63
| 816826 | TC-330a AC 500V 3P Contactor | 330 | 350 | 1639.63
TC-400a
| Item Code | Description | AC3 @ 415V AC (A) | AC1 (A) | Price
| 816833 | TC-400a AC/DC 100-240/100-220V 3P | 400 | 450 | 1951.93
| 816840 | TC-400a AC 300V 3P Contactor | 400 | 450 | 1951.93
| 816857 | TC-400a AC 380-450V 3P Contactor | 400 | 450 | 1951.93
| 816864 | TC-400a AC 500V 3P Contactor | 400 | 450 | 1951.93
CONTACTORS
3P Contactors with AC or DC coils
TC-500a
| Item Code | Description | AC3 @ 415V AC (A) | AC1 (A) | Price
| 816871 | TC-500a AC/DC 200V 3P Contactor | 500 | 580 | 2293.88
| 816888 | TC-500a AC/DC 100V 3P Contactor | 500 | 580 | 2293.88
| 816895 | TC-500a AC 300V 3P Contactor | 500 | 580 | 2293.88
| 816901 | TC-500a AC 380-450V Contactor | 500 | 580 | 2293.88
| 816918 | TC-500a AC 500V 3P Contactor | 500 | 580 | 2293.88
TC-630a
| Item Code | Description | AC3 @ 415V AC (A) | AC1 (A) | Price
| 816925 | TC-630a AC/DC 200V 3P Contactor | 630 | 660 | 2463.39
| 816932 | TC-630a AC/DC 100V 3P Contactor | 630 | 660 | 2463.39
| 816949 | TC-630a AC 300V 3P Contactor | 630 | 660 | 2463.39
| 816956 | TC-630a AC 380-450V Contactor | 630 | 660 | 2463.39
| 816963 | TC-630a AC 500V 3P Contactor | 630 | 660 | 2463.39
TC-800a
| Item Code | Description | AC3 @ 415V AC (A) | AC1 (A) | Price
| 816970 | TC-800a AC/DC 200V 3P Contactor | 800 | 900 | 4918.89
| 816987 | TC-800a AC/DC 100V 3P Contactor | 800 | 900 | 4918.89
| 816994 | TC-800a AC 300V 3P Contactor | 800 | 900 | 4918.89
| 817007 | TC-800a AC 380-450V Contactor | 800 | 900 | 4918.89
| 817014 | TC-800a AC 500V 3P Contactor | 800 | 900 | 4918.89
CONTACTORS
3P Contactors DC
TD-9b
TD-9b | Item Code | Description | AC3 @ 415V AC (A) | AC1 (A) | Price
| 832017 | TD-9b DC 12V 3P Contactor | 9 | 25 | 74.17
| 832024 | TD-9b DC 20V 3P Contactor | 9 | 25 | 74.17
| 832031 | TD-9b DC 24V 3P Contactor | 9 | 25 | 74.17
| 832048 | TD-9b DC 48V 3P Contactor | 9 | 25 | 74.17
| 832055 | TD-9b DC 60V 3P Contactor | 9 | 25 | 74.17
| 832062 | TD-9b DC 80V 3P Contactor | 9 | 25 | 74.17
| 832079 | TD-9b DC 100V 3P Contactor | 9 | 25 | 74.17
| 832086 | TD-9b DC 110V 3P Contactor | 9 | 25 | 74.17
| 832093 | TD-9b DC 125V 3P Contactor | 9 | 25 | 74.17
| 832109 | TD-9b DC 200V 3P Contactor | 9 | 25 | 74.17
| 832116 | TD-9b DC 250V 3P Contactor | 9 | 25 | 74.17
| 832123 | TD-9b DC 220V 3P Contactor | 9 | 25 | 74.17
TD-12b
| Item Code | Description | AC3 @ 415V AC (A) | AC1 (A) | Price
| 832130 | TD-12b DC 12V 3P Contactor | 12 | 25 | 85.88
| 832147 | TD-12b DC 20V 3P Contactor | 12 | 25 | 85.88
| 832154 | TD-12b DC 24V 3P Contactor | 12 | 25 | 85.88
| 832161 | TD-12b DC 48V 3P Contactor | 12 | 25 | 85.88
| 832178 | TD-12b DC 60V 3P Contactor | 12 | 25 | 85.88
| 832185 | TD-12b DC 80V 3P Contactor | 12 | 25 | 85.88
| 832192 | TD-12b DC 100V 3P Contactor | 12 | 25 | 85.88
| 832208 | TD-12b DC 110V 3P Contactor | 12 | 25 | 85.88
| 832215 | TD-12b DC 125V 3P Contactor | 12 | 25 | 85.88
| 832222 | TD-12b DC 200V 3P Contactor | 12 | 25 | 85.88
| 832239 | TD-12b DC 250V 3P Contactor | 12 | 25 | 85.88
| 832246 | TD-12b DC 220V 3P Contactor | 12 | 25 | 85.88
CONTACTORS
3P Contactors DC
TD-18b
| Item Code | Description | AC3 @ 415V AC (A) | AC1 (A) | Price
| 832253 | TD-18b DC 12V 3P Contactor | 18 | 32 | 126.89
| 832260 | TD-18b DC 20V 3P Contactor | 18 | 32 | 126.89
| 832277 | TD-18b DC 24V 3P Contactor | 18 | 32 | 126.89
| 832284 | TD-18b DC 48V 3P Contactor | 18 | 32 | 126.89
| 832291 | TD-18b DC 60V 3P Contactor | 18 | 32 | 126.89
| 832307 | TD-18b DC 80V 3P Contactor | 18 | 32 | 126.89
| 832314 | TD-18b DC 100V 3P Contactor | 18 | 32 | 126.89
| 832321 | TD-18b DC 110V 3P Contactor | 18 | 32 | 126.89
| 832338 | TD-18b DC 125V 3P Contactor | 18 | 32 | 126.89
| 832345 | TD-18b DC 200V 3P Contactor | 18 | 32 | 126.89
| 832352 | TD-18b DC 250V 3P Contactor | 18 | 32 | 126.89
| 832369 | TD-18b DC 220V 3P Contactor | 18 | 32 | 126.89
TD-22b
| Item Code | Description | AC3 @ 415V AC (A) | AC1 (A) | Price
| 832376 | TD-22b DC 12V 3P Contactor | 22 | 40 | 145.51
| 832383 | TD-22b DC 20V 3P Contactor | 22 | 40 | 145.51
| 832390 | TD-22b DC 24V 3P Contactor | 22 | 40 | 145.51
| 832406 | TD-22b DC 48V 3P Contactor | 22 | 40 | 145.51
| 832413 | TD-22b DC 60V 3P Contactor | 22 | 40 | 145.51
| 832420 | TD-22b DC 80V 3P Contactor | 22 | 40 | 145.51
| 832437 | TD-22b DC 100V 3P Contactor | 22 | 40 | 145.51
| 832444 | TD-22b DC 110V 3P Contactor | 22 | 40 | 145.51
| 832451 | TD-22b DC 125V 3P Contactor | 22 | 40 | 145.51
| 832468 | TD-22b DC 200V 3P Contactor | 22 | 40 | 145.51
| 832475 | TD-22b DC 250V 3P Contactor | 22 | 40 | 145.51
| 832482 | TD-22b DC 220V 3P Contactor | 22 | 40 | 145.51
TD-32a
| Item Code | Description | AC3 @ 415V AC (A) | AC1 (A) | Price
| 814679 | TD-32a DC 12V 3P Contactor | 32 | 50 | 194.71
| 814686 | TD-32a DC 20V 3P Contactor | 32 | 50 | 194.71
| 814693 | TD-32a DC 24V 3P Contactor | 32 | 50 | 194.71
| 814709 | TD-32a DC 48V 3P Contactor | 32 | 50 | 194.71
| 814716 | TD-32a DC 60V 3P Contactor | 32 | 50 | 194.71
| 814723 | TD-32a DC 80V 3P Contactor | 32 | 50 | 194.71
| 814730 | TD-32a DC 100V 3P Contactor | 32 | 50 | 194.71
| 814747 | TD-32a DC 110V 3P Contactor | 32 | 50 | 194.71
| 814754 | TD-32a DC 125V 3P Contactor | 32 | 50 | 194.71
| 814761 | TD-32a DC 200V 3P Contactor | 32 | 50 | 194.71
| 814778 | TD-32a DC 220V 3P Contactor | 32 | 50 | 194.71
| 814785 | TD-32a DC 250V 3P Contactor | 32 | 50 | 194.71
CONTACTORS
3P Contactors DC
TD-40a
| Item Code | Description | AC3 @ 415V AC (A) | AC1 (A) | Price
| 814945 | TD-40a DC 12V 3P Contactor | 40 | 60 | 214.71
| 814952 | TD-40a DC 20V 3P Contactor | 40 | 60 | 214.71
| 814969 | TD-40a DC 24V 3P Contactor | 40 | 60 | 214.71
| 814976 | TD-40a DC 48V 3P Contactor | 40 | 60 | 214.71
| 814983 | TD-40a DC 60V 3P Contactor | 40 | 60 | 214.71
| 814990 | TD-40a DC 80V 3P Contactor | 40 | 60 | 214.71
| 815003 | TD-40a DC 100V 3P Contactor | 40 | 60 | 214.71
| 815010 | TD-40a DC 110V 3P Contactor | 40 | 60 | 214.71
| 815027 | TD-40a DC 125V 3P Contactor | 40 | 60 | 214.71
| 815034 | TD-40a DC 200V 3P Contactor | 40 | 60 | 214.71
| 815041 | TD-40a DC 220V 3P Contactor | 40 | 60 | 214.71
| 815058 | TD-40a DC 250V 3P Contactor | 40 | 60 | 214.71
TD-50a
| Item Code | Description | AC3 @ 415V AC (A) | AC1 (A) | Price
| 815218 | TD-50a DC 12V 3P Contactor | 50 | 70 | 292.78
| 815225 | TD-50a DC 20V 3P Contactor | 50 | 70 | 292.78
| 815232 | TD-50a DC 24V 3P Contactor | 50 | 70 | 292.78
| 815249 | TD-50a DC 48V 3P Contactor | 50 | 70 | 292.78
| 815256 | TD-50a DC 60V 3P Contactor | 50 | 70 | 292.78
| 815263 | TD-50a DC 80V 3P Contactor | 50 | 70 | 292.78
| 815270 | TD-50a DC 100V 3P Contactor | 50 | 70 | 292.78
| 815287 | TD-50a DC 110V 3P Contactor | 50 | 70 | 292.78
| 815294 | TD-50a DC 125V 3P Contactor | 50 | 70 | 292.78
| 815300 | TD-50a DC 200V 3P Contactor | 50 | 70 | 292.78
| 815317 | TD-50a DC 220V 3P Contactor | 50 | 70 | 292.78
| 815324 | TD-50a DC 250V 3P Contactor | 50 | 70 | 292.78
TD-65a
| Item Code | Description | AC3 @ 415V AC (A) | AC1 (A) | Price
| 815485 | TD-65a DC 12V 3P Contactor | 65 | 100 | 430.37
| 815492 | TD-65a DC 20V 3P Contactor | 65 | 100 | 430.37
| 815508 | TD-65a DC 24V 3P Contactor | 65 | 100 | 430.37
| 815515 | TD-65a DC 48V 3P Contactor | 65 | 100 | 430.37
| 815522 | TD-65a DC 60V 3P Contactor | 65 | 100 | 430.37
| 815539 | TD-65a DC 80V 3P Contactor | 65 | 100 | 430.37
| 815546 | TD-65a DC 100V 3P Contactor | 65 | 100 | 430.37
| 815553 | TD-65a DC 110V 3P Contactor | 65 | 100 | 430.37
| 815560 | TD-65a DC 125V 3P Contactor | 65 | 100 | 430.37
| 815577 | TD-65a DC 200V 3P Contactor | 65 | 100 | 430.37
| 815584 | TD-65a DC 220V 3P Contactor | 65 | 100 | 430.37
| 815591 | TD-65a DC 250V 3P Contactor | 65 | 100 | 430.37
CONTACTORS
3P Contactors DC
TD-75a
| Item Code | Description | AC3 @ 415V AC (A) | AC1 (A) | Price
| 815751 | TD-75a DC 12V 3P Contactor | 75 | 110 | 574.28
| 815768 | TD-75a DC 20V 3P Contactor | 75 | 110 | 574.28
| 815775 | TD-75a DC 24V 3P Contactor | 75 | 110 | 574.28
| 815782 | TD-75a DC 48V 3P Contactor | 75 | 110 | 574.28
| 815799 | TD-75a DC 60V 3P Contactor | 75 | 110 | 574.28
| 815805 | TD-75a DC 80V 3P Contactor | 75 | 110 | 574.28
| 815812 | TD-75a DC 100V 3P Contactor | 75 | 110 | 574.28
| 815829 | TD-75a DC 110V 3P Contactor | 75 | 110 | 574.28
| 815836 | TD-75a DC 125V 3P Contactor | 75 | 110 | 574.28
| 815843 | TD-75a DC 200V 3P Contactor | 75 | 110 | 574.28
| 815850 | TD-75a DC 220V 3P Contactor | 75 | 110 | 574.28
| 815867 | TD-75a DC 250V 3P Contactor | 75 | 110 | 574.28
TD-85a
| Item Code | Description | AC3 @ 415V AC (A) | AC1 (A) | Price
| 816024 | TD-85a DC 12V 3P Contactor | 85 | 135 | 585.59
| 816031 | TD-85a DC 20V 3P Contactor | 85 | 135 | 585.59
| 816048 | TD-85a DC 24V 3P Contactor | 85 | 135 | 585.59
| 816055 | TD-85a DC 48V 3P Contactor | 85 | 135 | 585.59
| 816062 | TD-85a DC 60V 3P Contactor | 85 | 135 | 585.59
| 816079 | TD-85a DC 80V 3P Contactor | 85 | 135 | 585.59
| 816086 | TD-85a DC 100V 3P Contactor | 85 | 135 | 585.59
| 816093 | TD-85a DC 110V 3P Contactor | 85 | 135 | 585.59
| 816109 | TD-85a DC 125V 3P Contactor | 85 | 135 | 585.59
| 816116 | TD-85a DC 200V 3P Contactor | 85 | 135 | 585.59
| 816123 | TD-85a DC 220V 3P Contactor | 85 | 135 | 585.59
| 816130 | TD-85a DC 250V 3P Contactor | 85 | 135 | 585.59
TC-100a
| Item Code | Description | AC3 @ 415V AC (A) | AC1 (A) | Price
| 816291 | TC-100a DC 12V 3P Contactor | 100 | 160 | 634.36
| 816307 | TC-100a DC 20V 3P Contactor | 100 | 160 | 634.36
| 816314 | TC-100a DC 24V 3P Contactor | 100 | 160 | 634.36
| 816321 | TC-100a DC 48V 3P Contactor | 100 | 160 | 634.36
| 816338 | TC-100a DC 60V 3P Contactor | 100 | 160 | 634.36
| 816345 | TC-100a DC 80V 3P Contactor | 100 | 160 | 634.36
| 816352 | TC-100a DC 100V 3P Contactor | 100 | 160 | 634.36
| 816369 | TC-100a DC 110V 3P Contactor | 100 | 160 | 634.36
| 816376 | TC-100a DC 125V 3P Contactor | 100 | 160 | 634.36
| 816383 | TC-100a DC 200V 3P Contactor | 100 | 160 | 634.36
| 816390 | TC-100a DC 220V 3P Contactor | 100 | 160 | 634.36
| 816406 | TC-100a DC 250V 3P Contactor | 100 | 160 | 634.36
CONTACTORS
3P Contactors DC
TD-130a
| Item Code | Description | AC3 @ 415V AC (A) | AC1 (A) | Price
| 816482 | TD-130a DC 24V 3P Contactor | 130 | 160 | 798.14
| 816499 | TD-130a DC 48V 3P Contactor | 130 | 160 | 798.14
| 816505 | TD-130a DC 110V 3P Contactor | 130 | 160 | 798.14
| 816512 | TD-130a DC 220V 3P Contactor | 130 | 160 | 798.14
TD-150a
| Item Code | Description | AC3 @ 415V AC (A) | AC1 (A) | Price
| 816598 | TD-150a DC 24V 3P Contactor | 150 | 210 | 1198.18
| 816604 | TD-150a DC 48V 3P Contactor | 150 | 210 | 1198.18
| 816611 | TD-150a DC 110V 3P Contactor | 150 | 210 | 1198.18
| 816628 | TD-150a DC 220V 3P Contactor | 150 | 210 | 1198.18
4P Contactors AC
TC-6a/4
| Item Code | Description | AC3 @ 415V AC (A) | AC1 (A) | Price
| 817021 | TC-6a/4 AC 220V 4P Contactor | 7 | 25 | 50.04
| 817038 | TC-6a/4 AC 24V 4P Contactor | 7 | 25 | 50.04
| 817045 | TC-6a/4 AC 48V 4P Contactor | 7 | 25 | 50.04
| 817052 | TC-6a/4 AC 100V 4P Contactor | 7 | 25 | 50.04
| 817069 | TC-6a/4 AC 110V 4P Contactor | 7 | 25 | 50.04
| 817076 | TC-6a/4 AC 120V 4P Contactor | 7 | 25 | 50.04
| 817083 | TC-6a/4 AC 200V 4P Contactor | 7 | 25 | 50.04
| 817090 | TC-6a/4 AC 230V 4P Contactor | 7 | 25 | 50.04
| 817106 | TC-6a/4 AC 240V 4P Contactor | 7 | 25 | 50.04
| 817113 | TC-6a/4 AC 380V 4P Contactor | 7 | 25 | 50.04
| 817120 | TC-6a/4 AC 400V 4P Contactor | 7 | 25 | 50.04
| 817137 | TC-6a/4 AC 415V 4P Contactor | 7 | 25 | 50.04
| 817144 | TC-6a/4 AC 440V 4P Contactor | 7 | 25 | 50.04
| 817151 | TC-6a/4 AC 500V 4P Contactor | 7 | 25 | 50.04
| 817168 | TC-6a/4 AC 550V 4P Contactor | 7 | 25 | 50.04
CONTACTORS
4P Contactors AC
TC-9a/4
| Item Code | Description | AC3 @ 415V AC (A) | AC1 (A) | Price
| 817298 | TC-9a/4 AC 220V 4P Contactor | 9 | 25 | 55.32
| 817304 | TC-9a/4 AC 24V 4P Contactor | 9 | 25 | 55.32
| 817311 | TC-9a/4 AC 48V 4P Contactor | 9 | 25 | 55.32
| 817328 | TC-9a/4 AC 100V 4P Contactor | 9 | 25 | 55.32
| 817335 | TC-9a/4 AC 110V 4P Contactor | 9 | 25 | 55.32
| 817342 | TC-9a/4 AC 120V 4P Contactor | 9 | 25 | 55.32
| 817359 | TC-9a/4 AC 200V 4P Contactor | 9 | 25 | 55.32
| 817366 | TC-9a/4 AC 230V 4P Contactor | 9 | 25 | 55.32
| 817373 | TC-9a/4 AC 240V 4P Contactor | 9 | 25 | 55.32
| 817380 | TC-9a/4 AC 380V 4P Contactor | 9 | 25 | 55.32
| 817397 | TC-9a/4 AC 400V 4P Contactor | 9 | 25 | 55.32
| 817403 | TC-9a/4 AC 415V 4P Contactor | 9 | 25 | 55.32
| 817410 | TC-9a/4 AC 440V 4P Contactor | 9 | 25 | 55.32
| 817427 | TC-9a/4 AC 500V 4P Contactor | 9 | 25 | 55.32
| 817434 | TC-9a/4 AC 550V 4P Contactor | 9 | 25 | 55.32
TC-12a/4
| Item Code | Description | AC3 @ 415V AC (A) | AC1 (A) | Price
| 817564 | TC-12a/4 AC220V 4P Contactor | 12 | 25 | 54.26
| 817571 | TC-12a/4 AC 24V 4P Contactor | 12 | 25 | 54.26
| 817588 | TC-12a/4 AC 48V 4P Contactor | 12 | 25 | 54.26
| 817595 | TC-12a/4 AC100V 4P Contactor | 12 | 25 | 54.26
| 817601 | TC-12a/4 AC110V 4P Contactor | 12 | 25 | 54.26
| 817618 | TC-12a/4 AC120V 4P Contactor | 12 | 25 | 54.26
| 817625 | TC-12a/4 AC200V 4P Contactor | 12 | 25 | 54.26
| 817632 | TC-12a/4 AC230V 4P Contactor | 12 | 25 | 54.26
| 817649 | TC-12a/4 AC240V 4P Contactor | 12 | 25 | 54.26
| 817656 | TC-12a/4 AC380V 4P Contactor | 12 | 25 | 54.26
| 817663 | TC-12a/4 AC400V 4P Contactor | 12 | 25 | 54.26
| 817670 | TC-12a/4 AC415V 4P Contactor | 12 | 25 | 54.26
| 817687 | TC-12a/4 AC440V 4P Contactor | 12 | 25 | 54.26
| 817694 | TC-12a/4 AC500V 4P Contactor | 12 | 25 | 54.26
| 817700 | TC-12a/4 AC550V 4P Contactor | 12 | 25 | 54.26
CONTACTORS
4P Contactors AC
TC-18a/4
| Item Code | Description | AC3 @ 415V AC (A) | AC1 (A) | Price
| 817830 | TC-18a/4 AC220V 4P Contactor | 18 | 40 | 73.79
| 817847 | TC-18a/4 AC 24V 4P Contactor | 18 | 40 | 73.79
| 817854 | TC-18a/4 AC 48V 4P Contactor | 18 | 40 | 73.79
| 817861 | TC-18a/4 AC100V 4P Contactor | 18 | 40 | 73.79
| 817878 | TC-18a/4 AC110V 4P Contactor | 18 | 40 | 73.79
| 817885 | TC-18a/4 AC120V 4P Contactor | 18 | 40 | 73.79
| 817892 | TC-18a/4 AC200V 4P Contactor | 18 | 40 | 73.79
| 817908 | TC-18a/4 AC230V 4P Contactor | 18 | 40 | 73.79
| 817915 | TC-18a/4 AC240V 4P Contactor | 18 | 40 | 73.79
| 817922 | TC-18a/4 AC380V 4P Contactor | 18 | 40 | 73.79
| 817939 | TC-18a/4 AC400V 4P Contactor | 18 | 40 | 73.79
| 817946 | TC-18a/4 AC415V 4P Contactor | 18 | 40 | 73.79
| 817953 | TC-18a/4 AC440V 4P Contactor | 18 | 40 | 73.79
| 817960 | TC-18a/4 AC500V 4P Contactor | 18 | 40 | 73.79
| 817977 | TC-18a/4 AC550V 4P Contactor | 18 | 40 | 73.79
TC-22a/4
| Item Code | Description | AC3 @ 415V AC (A) | AC1 (A) | Price
| 818103 | TC-22a/4 AC220V 4P Contactor | 22 | 40 | 107.35
| 818110 | TC-22a/4 AC 24V 4P Contactor | 22 | 40 | 107.35
| 818127 | TC-22a/4 AC 48V 4P Contactor | 22 | 40 | 107.35
| 818134 | TC-22a/4 AC100V 4P Contactor | 22 | 40 | 107.35
| 818141 | TC-22a/4 AC110V 4P Contactor | 22 | 40 | 107.35
| 818158 | TC-22a/4 AC200V 4P Contactor | 22 | 40 | 107.35
| 818165 | TC-22a/4 AC230V 4P Contactor | 22 | 40 | 107.35
| 818172 | TC-22a/4 AC240V 4P Contactor | 22 | 40 | 107.35
| 818189 | TC-22a/4 AC380V 4P Contactor | 22 | 40 | 107.35
| 818196 | TC-22a/4 AC400V 4P Contactor | 22 | 40 | 107.35
| 818202 | TC-22a/4 AC415V 4P Contactor | 22 | 40 | 107.35
| 818219 | TC-22a/4 AC440V 4P Contactor | 22 | 40 | 107.35
| 818226 | TC-22a/4 AC500V 4P Contactor | 22 | 40 | 107.35
| 818233 | TC-22a/4 AC550V 4P Contactor | 22 | 40 | 107.35
CONTACTORS
4P Contactors AC
TC-32a/4
| Item Code | Description | AC3 @ 415V AC (A) | AC1 (A) | Price
| 818363 | TC-32a/4 AC 220V 4P Contactor | 32 | 50 | 163.55
| 818370 | TC-32a/4 AC 24V 4P Contactor | 32 | 50 | 163.55
| 818387 | TC-32a/4 AC 48V 4P Contactor | 32 | 50 | 163.55
| 818394 | TC-32a/4 AC100V 4P Contactor | 32 | 50 | 163.55
| 818400 | TC-32a/4 AC110V 4P Contactor | 32 | 50 | 163.55
| 818417 | TC-32a/4 AC200V 4P Contactor | 32 | 50 | 163.55
| 818424 | TC-32a/4 AC230V 4P Contactor | 32 | 50 | 163.55
| 818431 | TC-32a/4 AC240V 4P Contactor | 32 | 50 | 163.55
| 818448 | TC-32a/4 AC380V 4P Contactor | 32 | 50 | 163.55
| 818455 | TC-32a/4 AC400V 4P Contactor | 32 | 50 | 163.55
| 818462 | TC-32a/4 AC415V 4P Contactor | 32 | 50 | 163.55
| 818479 | TC-32a/4 AC440V 4P Contactor | 32 | 50 | 163.55
| 818486 | TC-32a/4 AC500V 4P Contactor | 32 | 50 | 163.55
| 818493 | TC-32a/4 AC550V 4P Contactor | 32 | 50 | 163.55
TC-40a/4
| Item Code | Description | AC3 @ 415V AC (A) | AC1 (A) | Price
| 818622 | TC-40a/4 AC220V 4P Contactor | 40 | 60 | 171.9
| 818639 | TC-40a/4 AC 24V 4P Contactor | 40 | 60 | 171.9
| 818646 | TC-40a/4 AC 48V 4P Contactor | 40 | 60 | 171.9
| 818653 | TC-40a/4 AC100V 4P Contactor | 40 | 60 | 171.9
| 818660 | TC-40a/4 AC110V 4P Contactor | 40 | 60 | 171.9
| 818677 | TC-40a/4 AC200V 4P Contactor | 40 | 60 | 171.9
| 818684 | TC-40a/4 AC230V 4P Contactor | 40 | 60 | 171.9
| 818691 | TC-40a/4 AC240V 4P Contactor | 40 | 60 | 142.2978
| 818707 | TC-40a/4 AC380V 4P Contactor | 40 | 60 | 171.9
| 818714 | TC-40a/4 AC400V 4P Contactor | 40 | 60 | 171.9
| 818721 | TC-40a/4 AC415V 4P Contactor | 40 | 60 | 171.9
| 818738 | TC-40a/4 AC440V 4P Contactor | 40 | 60 | 171.9
| 818745 | TC-40a/4 AC500V 4P Contactor | 40 | 60 | 171.9
| 818752 | TC-40a/4 AC550V 4P Contactor | 40 | 60 | 171.9
CONTACTORS
4P Contactors AC
TC-50a/4
| Item Code | Description | AC3 @ 415V AC (A) | AC1 (A) | Price
| 818882 | TC-50a/4 AC220V 4P Contactor | 50 | 80 | 327.92
| 818899 | TC-50a/4 AC24V 4P Contactor | 50 | 80 | 327.92
| 818905 | TC-50a/4 AC48V 4P Contactor | 50 | 80 | 327.92
| 818912 | TC-50a/4 AC110V 4P Contactor | 50 | 80 | 327.92
| 818929 | TC-50a/4 AC120V 4P Contactor | 50 | 80 | 327.92
| 818936 | TC-50a/4 AC230V 4P Contactor | 50 | 80 | 327.92
| 818943 | TC-50a/4 AC240V 4P Contactor | 50 | 80 | 327.92
| 818950 | TC-50a/4 AC380V 4P Contactor | 50 | 80 | 327.92
| 818967 | TC-50a/4 AC400V 4P Contactor | 50 | 80 | 327.92
| 818974 | TC-50a/4 AC415V 4P Contactor | 50 | 80 | 327.92
| 818981 | TC-50a/4 AC440V 4P Contactor | 50 | 80 | 327.92
| 818998 | TC-50a/4 AC500V 4P Contactor | 50 | 80 | 327.92
| 819001 | TC-50a/4 AC550V 4P Contactor | 50 | 80 | 327.92
TC-65a/4
| Item Code | Description | AC3 @ 415V AC (A) | AC1 (A) | Price
| 819131 | TC-65a/4 AC220V 4P Contactor | 65 | 100 | 349.46
| 819148 | TC-65a/4 AC 24V 4P Contactor | 65 | 100 | 349.46
| 819155 | TC-65a/4 AC 48V 4P Contactor | 65 | 100 | 349.46
| 819162 | TC-65a/4 AC110V 4P Contactor | 65 | 100 | 349.46
| 819179 | TC-65a/4 AC120V 4P Contactor | 65 | 100 | 349.46
| 819186 | TC-65a/4 AC230V 4P Contactor | 65 | 100 | 349.46
| 819193 | TC-65a/4 AC240V 4P Contactor | 65 | 100 | 349.46
| 819209 | TC-65a/4 AC380V 4P Contactor | 65 | 100 | 349.46
| 819216 | TC-65a/4 AC400V 4P Contactor | 65 | 100 | 349.46
| 819223 | TC-65a/4 AC415V 4P Contactor | 65 | 100 | 349.46
| 819230 | TC-65a/4 AC440V 4P Contactor | 65 | 100 | 349.46
| 819247 | TC-65a/4 AC500V 4P Contactor | 65 | 100 | 349.46
| 819254 | TC-65a/4 AC550V 4P Contactor | 65 | 100 | 349.46
CONTACTORS
4P Contactors AC
TC-75a/4
| Item Code | Description | AC3 @ 415V AC (A) | AC1 (A) | Price
| 819384 | TC-75a/4 AC220V 4P Contactor | 75 | 110 | 362.03
| 819391 | TC-75a/4 AC 24V 4P Contactor | 75 | 110 | 362.03
| 819407 | TC-75a/4 AC 48V 4P Contactor | 75 | 110 | 362.03
| 819414 | TC-75a/4 AC110V 4P Contactor | 75 | 110 | 362.03
| 819421 | TC-75a/4 AC120V 4P Contactor | 75 | 110 | 362.03
| 819438 | TC-75a/4 AC230V 4P Contactor | 75 | 110 | 362.03
| 819445 | TC-75a/4 AC240V 4P Contactor | 75 | 110 | 362.03
| 819452 | TC-75a/4 AC380V 4P Contactor | 75 | 110 | 362.03
| 819469 | TC-75a/4 AC400V 4P Contactor | 75 | 110 | 362.03
| 819476 | TC-75a/4 AC415V 4P Contactor | 75 | 110 | 362.03
| 819483 | TC-75a/4 AC440V 4P Contactor | 75 | 110 | 362.03
| 819490 | TC-75a/4 AC500V 4P Contactor | 75 | 110 | 362.03
| 819506 | TC-75a/4 AC550V 4P Contactor | 75 | 110 | 362.03
TC-85a/4
| Item Code | Description | AC3 @ 415V AC (A) | AC1 (A) | Price
| 819636 | TC-85a/4 AC220V 4P Contactor | 85 | 135 | 487.98
| 819643 | TC-85a/4 AC 24V 4P Contactor | 85 | 135 | 487.98
| 819650 | TC-85a/4 AC 48V 4P Contactor | 85 | 135 | 487.98
| 819667 | TC-85a/4 AC110V 4P Contactor | 85 | 135 | 487.98
| 819674 | TC-85a/4 AC120V 4P Contactor | 85 | 135 | 487.98
| 819681 | TC-85a/4 AC230V 4P Contactor | 85 | 135 | 487.98
| 819698 | TC-85a/4 AC240V 4P Contactor | 85 | 135 | 487.98
| 819704 | TC-85a/4 AC380V 4P Contactor | 85 | 135 | 487.98
| 819711 | TC-85a/4 AC400V 4P Contactor | 85 | 135 | 487.98
| 819728 | TC-85a/4 AC415V 4P Contactor | 85 | 135 | 487.98
| 819735 | TC-85a/4 AC440V 4P Contactor | 85 | 135 | 487.98
| 819742 | TC-85a/4 AC500V 4P Contactor | 85 | 135 | 487.98
| 819759 | TC-85a/4 AC550V 4P Contactor | 85 | 135 | 487.98
TC-100a/4
| Item Code | Description | AC3 @ 415V AC (A) | AC1 (A) | Price
| 819889 | TC-100a/4 AC/DC 100-240/100-220V 4P | 105 | 150 | 780.76
| 819896 | TC-100a/4 AC/DC 24V 4PContactor | 105 | 150 | 780.76
| 819902 | TC-100a/4 AC/DC 48V 4PContactor | 105 | 150 | 780.76
| 819919 | TC-100a/4 AC 300V 4P Contactor | 105 | 150 | 780.76
| 819926 | TC-100a/4 AC 400V 4P Contactor | 105 | 150 | 780.76
| 819933 | TC-100a/4 AC 500V 4P Contactor | 105 | 150 | 780.76
CONTACTORS
4P Contactors with AC or DC coils
TC-130a/4
| Item Code | Description | AC3 @ 415V AC (A) | AC1 (A) | Price
| 819940 | TC-130a/4 AC/DC 100-240/100-220V 4P | 120 | 155 | 810.8
| 819957 | TC-130a/4 AC/DC24V4P Contactor | 120 | 155 | 810.8
| 819964 | TC-130a/4 AC/DC48V4P Contactor | 120 | 155 | 810.8
| 819971 | TC-130a/4 AC 300V 4P Contactor | 120 | 155 | 810.8
| 819988 | TC-130a/4 AC 400V 4P Contactor | 120 | 155 | 810.8
| 819995 | TC-130a/4 AC 500V 4P Contactor | 120 | 155 | 810.8
TC-150a/4
| Item Code | Description | AC3 @ 415V AC (A) | AC1 (A) | Price
| 820007 | TC-150a/4 AC/DC 100-240/100-220V 4P | 150 | 200 | 878.38
| 820014 | TC-150a/4 AC/DC24V 4PContactor | 150 | 200 | 878.38
| 820021 | TC-150a/4 AC/DC48V 4PContactor | 150 | 200 | 878.38
| 820038 | TC-150a/4 AC 300V 4P Contactor | 150 | 200 | 878.38
| 820045 | TC-150a/4 AC 400V 4P Contactor | 150 | 200 | 878.38
| 820052 | TC-150a/4 AC 500V 4P Contactor | 150 | 200 | 878.38
TC-185a/4
| Item Code | Description | AC3 @ 415V AC (A) | AC1 (A) | Price
| 820069 | TC-185a/4 AC/DC 100-240/100-220V 4P | 185 | 230 | 975.97
| 820076 | TC-185a/4 AC/DC24V 4PContactor | 185 | 230 | 975.97
| 820083 | TC-185a/4 AC/DC48V 4PContactor | 185 | 230 | 975.97
| 820090 | TC-185a/4 AC 300V 4P Contactor | 185 | 230 | 975.97
| 820106 | TC-185a/4 AC 400V 4P Contactor | 185 | 230 | 975.97
| 820113 | TC-185a/4 AC 500V 4P Contactor | 185 | 230 | 975.97
TC-225a/4
| Item Code | Description | AC3 @ 415V AC (A) | AC1 (A) | Price
| 820120 | TC-225a/4 AC/DC 100-240/100-220V 4P | 225 | 260 | 1756.73
| 820137 | TC-225a/4 AC/DC24V 4PContactor | 225 | 260 | 1756.73
| 820144 | TC-225a/4 AC/DC48V 4PContactor | 225 | 260 | 1756.73
| 820151 | TC-225a/4 AC 300V 4P Contactor | 225 | 260 | 1756.73
| 820168 | TC-225a/4 AC 400V 4P Contactor | 225 | 260 | 1756.73
| 820175 | TC-225a/4 AC 500V 4P Contactor | 225 | 260 | 1756.73
TC-265a/4
| Item Code | Description | AC3 @ 415V AC (A) | AC1 (A) | Price
| 820182 | TC-265a/4 AC/DC 100-240/100-220V 4P | 265 | 300 | 1951.93
| 820199 | TC-265a/4 AC 300V 4P Contactor | 265 | 300 | 1951.93
| 820205 | TC-265a/4 AC 400V 4P Contactor | 265 | 300 | 1951.93
| 820212 | TC-265a/4 AC 500V 4P Contactor | 265 | 300 | 1951.93
CONTACTORS
4P Contactors with AC or DC coils
TC330a/4
| Item Code | Description | AC3 @ 415V AC (A) | AC1 (A) | Price
| 820229 | TC-330a/4 AC/DC 100-240/100-220V 4P | 330 | 350 | 2147.13
| 820236 | TC-330a/4 AC 300V 4P Contactor | 330 | 350 | 2147.13
| 820243 | TC-330a/4 AC 400V 4P Contactor | 330 | 350 | 2147.13
| 820250 | TC-330a/4 AC 500V 4P Contactor | 330 | 350 | 2147.13
TC-400a/4
| Item Code | Description | AC3 @ 415V AC (A) | AC1 (A) | Price
| 820267 | TC-400a/4 AC/DC 100-240/100-220V 4P | 400 | 420 | 3318.29
| 820274 | TC-400a/4 AC 300V 4P Contactor | 400 | 420 | 3318.29
| 820281 | TC-400a/4 AC 400V 4P Contactor | 400 | 420 | 3318.29
| 820298 | TC-400a/4 AC 500V 4P Contactor | 400 | 420 | 3318.29
TC-500a/4
| Item Code | Description | AC3 @ 415V AC (A) | AC1 (A) | Price
| 820304 | TC-500a/4 AC/DC 200V 4P | 500 | 630 | 4005.22
| 820311 | TC-500a/4 AC/DC 100V 4P | 500 | 630 | 4005.22
| 820328 | TC-500a/4 AC 300V 4P Contactor | 500 | 630 | 4005.22
| 820335 | TC-500a/4 AC 400V 4P Contactor | 500 | 630 | 4005.22
| 820342 | TC-500a/4 AC 500V 4P Contactor | 500 | 630 | 4005.22
TC-630a/4
| Item Code | Description | AC3 @ 415V AC (A) | AC1 (A) | Price
| 820359 | TC-630a/4 AC/DC 200V 4P | 630 | 660 | 4684.64
| 820366 | TC-630a/4 AC/DC 100V 4P | 630 | 660 | 4684.64
| 820373 | TC-630a/4 AC 300V 4P Contactor | 630 | 660 | 4684.64
| 820380 | TC-630a/4 AC 400V 4P Contactor | 630 | 660 | 4684.64
| 820397 | TC-630a/4 AC 500V 4P Contactor | 630 | 660 | 4684.64
TC-800a/4
| Item Code | Description | AC3 @ 415V AC (A) | AC1 (A) | Price
| 820403 | TC-800a/4 AC/DC 200V 4P | 800 | 800 | 5465.4
| 820410 | TC-800a/4 AC/DC 100V 4P | 800 | 800 | 5465.4
| 820427 | TC-800a/4 AC 300V 4P Contactor | 800 | 800 | 5465.4
| 820434 | TC-800a/4 AC 400V 4P Contactor | 800 | 800 | 5465.4
| 820441 | TC-800a/4 AC 500V 4P Contactor | 800 | 800 | 5465.4
CONTACTORS
4P Contactors DC
TD-6a/4
| Item Code | Description | AC3 @ 415V AC (A) | AC1 (A) | Price
| 832499 | TD-6a/4 DC 110V 4P Contactor | 7 | 25 | 90.09
| 832505 | TD-6a/4 DC 12V 4P Contactor | 7 | 25 | 90.09
| 832512 | TD-6a/4 DC 20V 4P Contactor | 7 | 25 | 90.09
| 832529 | TD-6a/4 DC 24V 4P Contactor | 7 | 25 | 90.09
| 832536 | TD-6a/4 DC 48V 4P Contactor | 7 | 25 | 90.09
| 832543 | TD-6a/4 DC 60V 4P Contactor | 7 | 25 | 90.09
| 832550 | TD-6a/4 DC 80V 4P Contactor | 7 | 25 | 90.09
| 832567 | TD-6a/4 DC 100V 4P Contactor | 7 | 25 | 90.09
| 832574 | TD-6a/4 DC 125V 4P Contactor | 7 | 25 | 90.09
| 832581 | TD-6a/4 DC200V 4P Contactor | 7 | 25 | 90.09
| 832598 | TD-6a/4 DC 220V 4P Contactor | 7 | 25 | 90.09
| 832604 | TD-6a/4 DC 250V 4P Contactor | 7 | 25 | 90.09
TD-9a/4
| Item Code | Description | AC3 @ 415V AC (A) | AC1 (A) | Price
| 832611 | TD-9a/4 DC 110V 4P Contactor | 9 | 25 | 102.46
| 832628 | TD-9a/4 DC 12V 4P Contactor | 9 | 25 | 102.46
| 832635 | TD-9a/4 DC 20V 4P Contactor | 9 | 25 | 102.46
| 832642 | TD-9a/4 DC 24V 4P Contactor | 9 | 25 | 102.46
| 832659 | TD-9a/4 DC 48V 4P Contactor | 9 | 25 | 102.46
| 832666 | TD-9a/4 DC 60V 4P Contactor | 9 | 25 | 102.46
| 832673 | TD-9a/4 DC 80V 4P Contactor | 9 | 25 | 102.46
| 832680 | TD-9a/4 DC 100V 4P Contactor | 9 | 25 | 102.46
| 832697 | TD-9a/4 DC 125V 4P Contactor | 9 | 25 | 102.46
| 832703 | TD-9a/4 DC 200V 4P Contactor | 9 | 25 | 102.46
| 832710 | TD-9a/4 DC 220V 4P Contactor | 9 | 25 | 102.46
| 832727 | TD-9a/4 DC 250V 4P Contactor | 9 | 25 | 102.46
TD-12a/4
| Item Code | Description | AC3 @ 415V AC (A) | AC1 (A) | Price
| 832734 | TD-12a/4 DC110V 4P Contactor | 12 | 25 | 122.99
| 832741 | TD-12a/4 DC 12V 4P Contactor | 12 | 25 | 122.99
| 832758 | TD-12a/4 DC 20V 4P Contactor | 12 | 25 | 122.99
| 832765 | TD-12a/4 DC 24V 4P Contactor | 12 | 25 | 122.99
| 832772 | TD-12a/4 DC 48V 4P Contactor | 12 | 25 | 122.99
| 832789 | TD-12a/4 DC 60V 4P Contactor | 12 | 25 | 122.99
| 832796 | TD-12a/4 DC 80V 4P Contactor | 12 | 25 | 122.99
| 832802 | TD-12a/4 DC100V 4P Contactor | 12 | 25 | 122.99
| 832819 | TD-12a/4 DC125V 4P Contactor | 12 | 25 | 122.99
| 832826 | TD-12a/4 DC200V 4P Contactor | 12 | 25 | 122.99
| 832833 | TD-12a/4 DC220V 4P Contactor | 12 | 25 | 122.99
| 832840 | TD-12a/4 DC250V 4P Contactor | 12 | 25 | 122.99
CONTACTORS
4P Contactors DC
TD-18a/4
| Item Code | Description | AC3 @ 415V AC (A) | AC1 (A) | Price
| 832857 | TD-18a/4 DC110V 4P Contactor | 18 | 40 | 135.27
| 832864 | TD-18a/4 DC 12V 4P Contactor | 18 | 40 | 135.27
| 832871 | TD-18a/4 DC 20V 4P Contactor | 18 | 40 | 135.27
| 832888 | TD-18a/4 DC 24V 4P Contactor | 18 | 40 | 135.27
| 832895 | TD-18a/4 DC 48V 4P Contactor | 18 | 40 | 135.27
| 832901 | TD-18a/4 DC 60V 4P Contactor | 18 | 40 | 135.27
| 832918 | TD-18a/4 DC 80V 4P Contactor | 18 | 40 | 135.27
| 832925 | TD-18a/4 DC100V 4P Contactor | 18 | 40 | 135.27
| 832932 | TD-18a/4 DC125V 4P Contactor | 18 | 40 | 135.27
| 832949 | TD-18a/4 DC200V 4P Contactor | 18 | 40 | 135.27
| 832956 | TD-18a/4 DC220V 4P Contactor | 18 | 40 | 135.27
| 832963 | TD-18a/4 DC250V 4P Contactor | 18 | 40 | 135.27
TD-22a/4
| Item Code | Description | AC3 @ 415V AC (A) | AC1 (A) | Price
| 818240 | TD-22a/4 DC110V 4P Contactor | 22 | 40 | 187.38
| 818257 | TD-22a/4 DC 12V 4P Contactor | 22 | 40 | 187.38
| 818264 | TD-22a/4 DC 20V 4P Contactor | 22 | 40 | 187.38
| 818271 | TD-22a/4 DC 24V 4P Contactor | 22 | 40 | 187.38
| 818288 | TD-22a/4 DC 48V 4P Contactor | 22 | 40 | 187.38
| 818295 | TD-22a/4 DC 60V 4P Contactor | 22 | 40 | 187.38
| 818301 | TD-22a/4 DC 80V 4P Contactor | 22 | 40 | 187.38
| 818318 | TD-22a/4 DC100V 4P Contactor | 22 | 40 | 187.38
| 818325 | TD-22a/4 DC125V 4P Contactor | 22 | 40 | 187.38
| 818332 | TD-22a/4 DC200V 4P Contactor | 22 | 40 | 187.38
| 818349 | TD-22a/4 DC220V 4P Contactor | 22 | 40 | 187.38
| 818356 | TD-22a/4 DC250V 4P Contactor | 22 | 40 | 187.38
TD-32a/4
| Item Code | Description | AC3 @ 415V AC (A) | AC1 (A) | Price
| 818509 | TD-32a/4 DC110V 4P Contactor | 32 | 50 | 253.74
| 818516 | TD-32a/4 DC 12V 4P Contactor | 32 | 50 | 253.74
| 818523 | TD-32a/4 DC 20V 4P Contactor | 32 | 50 | 253.74
| 818530 | TD-32a/4 DC 24V 4P Contactor | 32 | 50 | 253.74
| 818547 | TD-32a/4 DC 48V 4P Contactor | 32 | 50 | 253.74
| 818554 | TD-32a/4 DC 60V 4P Contactor | 32 | 50 | 253.74
| 818561 | TD-32a/4 DC 80V 4P Contactor | 32 | 50 | 253.74
| 818578 | TD-32a/4 DC100V 4P Contactor | 32 | 50 | 253.74
| 818585 | TD-32a/4 DC125V 4P Contactor | 32 | 50 | 253.74
| 818592 | TD-32a/4 DC200V 4P Contactor | 32 | 50 | 253.74
| 818608 | TD-32a/4 DC220V 4P Contactor | 32 | 50 | 253.74
| 818615 | TD-32a/4 DC250V 4P Contactor | 32 | 50 | 253.74
CONTACTORS
4P Contactors DC
TD-40a/4
| Item Code | Description | AC3 @ 415V AC (A) | AC1 (A) | Price
| 818769 | TD-40a/4 DC110V 4P Contactor | 40 | 60 | 312.31
| 818776 | TD-40a/4 DC 12V 4P Contactor | 40 | 60 | 312.31
| 818783 | TD-40a/4 DC 20V 4P Contactor | 40 | 60 | 312.31
| 818790 | TD-40a/4 DC 24V 4P Contactor | 40 | 60 | 312.31
| 818806 | TD-40a/4 DC 48V 4P Contactor | 40 | 60 | 312.31
| 818813 | TD-40a/4 DC 60V 4P Contactor | 40 | 60 | 312.31
| 818820 | TD-40a/4 DC 80V 4P Contactor | 40 | 60 | 312.31
| 818837 | TD-40a/4 DC100V 4P Contactor | 40 | 60 | 312.31
| 818844 | TD-40a/4 DC125V 4P Contactor | 40 | 60 | 312.31
| 818851 | TD-40a/4 DC200V 4P Contactor | 40 | 60 | 312.31
| 818868 | TD-40a/4 DC220V 4P Contactor | 40 | 60 | 312.31
| 818875 | TD-40a/4 DC250V 4P Contactor | 40 | 60 | 312.31
TD-50a/4
| Item Code | Description | AC3 @ 415V AC (A) | AC1 (A) | Price
| 819018 | TD-50a/4 DC110V 4P Contactor | 50 | 80 | 430.37
| 819025 | TD-50a/4 DC 12V 4P Contactor | 50 | 80 | 430.37
| 819032 | TD-50a/4 DC 20V 4P Contactor | 50 | 80 | 430.37
| 819049 | TD-50a/4 DC 24V 4P Contactor | 50 | 80 | 430.37
| 819056 | TD-50a/4 DC 48V 4P Contactor | 50 | 80 | 430.37
| 819063 | TD-50a/4 DC 60V 4P Contactor | 50 | 80 | 430.37
| 819070 | TD-50a/4 DC 80V 4P Contactor | 50 | 80 | 430.37
| 819087 | TD-50a/4 DC 100V 4P Contactor | 50 | 80 | 430.37
| 819094 | TD-50a/4 DC 125V 4P Contactor | 50 | 80 | 430.37
| 819100 | TD-50a/4 DC 200V 4P Contactor | 50 | 80 | 430.37
| 819117 | TD-50a/4 DC 220V 4P Contactor | 50 | 80 | 430.37
| 819124 | TD-50a/4 DC 250V 4P Contactor | 50 | 80 | 430.37
TD-65a/4
| Item Code | Description | AC3 @ 415V AC (A) | AC1 (A) | Price
| 819261 | TD-65a/4 DC 110V 4P Contactor | 65 | 100 | 565.68
| 819278 | TD-65a/4 DC 12V 4P Contactor | 65 | 100 | 565.68
| 819285 | TD-65a/4 DC 20V 4P Contactor | 65 | 100 | 565.68
| 819292 | TD-65a/4 DC 24V 4P Contactor | 65 | 100 | 565.68
| 819308 | TD-65a/4 DC 48V 4P Contactor | 65 | 100 | 565.68
| 819315 | TD-65a/4 DC 60V 4P Contactor | 65 | 100 | 565.68
| 819322 | TD-65a/4 DC 80V 4P Contactor | 65 | 100 | 565.68
| 819339 | TD-65a/4 DC 100V 4P Contactor | 65 | 100 | 565.68
| 819346 | TD-65a/4 DC 125V 4P Contactor | 65 | 100 | 565.68
| 819353 | TD-65a/4 DC 200V 4P Contactor | 65 | 100 | 565.68
| 819360 | TD-65a/4 DC 220V 4P Contactor | 65 | 100 | 565.68
| 819377 | TD-65a/4 DC 250V 4P Contactor | 65 | 100 | 565.68
CONTACTORS
4P Contactors DC
TD-75a/4
| Item Code | Description | AC3 @ 415V AC (A) | AC1 (A) | Price
| 819513 | TD-75a/4 DC 110V 4P Contactor | 75 | 110 | 717.31
| 819520 | TD-75a/4 DC 12V 4P Contactor | 75 | 110 | 717.31
| 819537 | TD-75a/4 DC 20V 4P Contactor | 75 | 110 | 717.31
| 819544 | TD-75a/4 DC 24V 4P Contactor | 75 | 110 | 717.31
| 819551 | TD-75a/4 DC 48V 4P Contactor | 75 | 110 | 717.31
| 819568 | TD-75a/4 DC 60V 4P Contactor | 75 | 110 | 717.31
| 819575 | TD-75a/4 DC 80V 4P Contactor | 75 | 110 | 717.31
| 819582 | TD-75a/4 DC 100V 4P Contactor | 75 | 110 | 717.31
| 819599 | TD-75a/4 DC 125V 4P Contactor | 75 | 110 | 717.31
| 819605 | TD-75a/4 DC 200V 4P Contactor | 75 | 110 | 717.31
| 819612 | TD-75a/4 DC 220V 4P Contactor | 75 | 110 | 717.31
| 819629 | TD-75a/4 DC 250V 4P Contactor | 75 | 110 | 717.31
TD-85a/4
| Item Code | Description | AC3 @ 415V AC (A) | AC1 (A) | Price
| 819766 | TD-85a/4 DC 110V 4P Contactor | 85 | 135 | 722.24
| 819773 | TD-85a/4 DC 12V 4P Contactor | 85 | 135 | 722.24
| 819780 | TD-85a/4 DC 20V 4P Contactor | 85 | 135 | 722.24
| 819797 | TD-85a/4 DC 24V 4P Contactor | 85 | 135 | 722.24
| 819803 | TD-85a/4 DC 48V 4P Contactor | 85 | 135 | 722.24
| 819810 | TD-85a/4 DC 60V 4P Contactor | 85 | 135 | 722.24
| 819827 | TD-85a/4 DC 80V 4P Contactor | 85 | 135 | 722.24
| 819834 | TD-85a/4 DC 100V 4P Contactor | 85 | 135 | 722.24
| 819841 | TD-85a/4 DC 125V 4P Contactor | 85 | 135 | 722.24
| 819858 | TD-85a/4 DC 200V 4P Contactor | 85 | 135 | 722.24
| 819865 | TD-85a/4 DC 220V 4P Contactor | 85 | 135 | 722.24
| 819872 | TD-85a/4 DC 250V 4P Contactor | 85 | 135 | 722.24
CONTACTORS
Thermal Overload Relays
| Item | Description | Applied | Price
| Code |  | Contactors
| 820458 | TK-32a 0.1 ~ 0.16A Thermal O/L Relay |  | 57.38
| 820465 | TK-32a 0.16 ~ 0.25A Thermal O/L Relay |  | 57.38
| 820472 | TK-32a 0.25 ~ 0.4A Thermal O/L Relay |  | 57.38
| 820489 | TK-32a 0.4 ~ 0.63A Thermal O/L Relay |  | 57.38
| 820496 | TK-32a 0.63 ~ 1A Thermal O/L Relay |  | 57.38
| 820502 | TK-32a 1 ~ 1.6A Thermal O/L Relay |  | 57.38
| 820519 | TK-32a 1.6 ~ 2.5A Thermal O/L Relay |  | 57.38
| 820526 | TK-32a 2.5 ~ 4A Thermal O/L Relay | TC(D) 9-40 | 57.38
| 820533 | TK-32a 4 ~ 6A Thermal O/L Relay |  | 57.38
| 820540 | TK-32a 5 ~ 8A Thermal O/L Relay |  | 57.38
| 820557 | TK-32a 6 ~ 9A Thermal O/L Relay |  | 57.38
| 820564 | TK-32a 7 ~ 10A Thermal O/L Relay |  | 57.38
| 820571 | TK-32a 9 ~ 13A Thermal O/L Relay |  | 57.38
| 820588 | TK-32a 12 ~ 18A Thermal O/L Relay |  | 57.38
| 820595 | TK-32a 16 ~ 22A Thermal O/L Relay |  | 57.38
| 820601 | TK-32a 18 ~ 25A Thermal O/L Relay |  | 57.38
| 820618 | TK-32a 22 ~ 32A Thermal O/L Relay |  | 57.38
| 820625 | TK-32a 34A Thermal O/L Relay |  | 57.38
| 820632 | TK-63a 4 ~ 6A Thermal O/L Relay |  | 98.37
| 820649 | TK-63a 5 ~ 8A Thermal O/L Relay |  | 98.37
| 820656 | TK-63a 6 ~ 9A Thermal O/L Relay |  | 98.37
| 820663 | TK-63a 7 ~ 10A Thermal O/L Relay |  | 98.37
| 820670 | TK-63a 9 ~ 13A Thermal O/L Relay |  | 98.37
| 820687 | TK-63a 12 ~ 18A Thermal O/L Relay |  | 98.37
| 820694 | TK-63a 16 ~ 22A Thermal O/L Relay |  | 98.37
| 820700 | TK-63a 18 ~ 25A Thermal O/L Relay | TC(D) 50-63 | 98.37
| 820717 | TK-63a 24 ~ 36A Thermal O/L Relay |  | 98.37
| 820724 | TK-63a 28 ~ 40A Thermal O/L Relay |  | 98.37
| 820731 | TK-63a 34 ~ 50A Thermal O/L Relay |  | 98.37
| 820748 | TK-63a 45 ~ 65A Thermal O/L Relay |  | 98.37
| 820755 | TK-95a 7 ~ 10A Thermal O/L Relay |  | 167.53
| 820762 | TK-95a 9 ~ 13A Thermal O/L Relay |  | 167.53
| 820779 | TK-95a 12 ~ 18A Thermal O/L Relay |  | 167.53
| 820786 | TK-95a 16 ~ 22A Thermal O/L Relay |  | 167.53
| 820793 | TK-95a 18 ~ 25A Thermal O/L Relay |  | 167.53
| 820809 | TK-95a 24 ~ 36A Thermal O/L Relay | TC 75-100 | 167.53
| 820816 | TK-95a 28 ~ 40A Thermal O/L Relay |  | 167.53
| 820823 | TK-95a 34 ~ 50A Thermal O/L Relay |  | 167.53
| 820830 | TK-95a 45 ~ 65A Thermal O/L Relay |  | 167.53
| 820847 | TK-95a 54 ~ 75A Thermal O/L Relay |  | 167.53
| 820854 | TK-95a 63 ~ 85A Thermal O/L Relay |  | 167.53
| 820861 | TK-95a 70 ~ 95A Thermal O/L Relay |  | 167.53
| 820878 | TK-95a 80 ~ 100A Thermal O/L Relay |  | 167.53
| 820885 | TK-150a 34 ~ 50A Thermal O/L Relay |  | 389.41
| 820892 | TK-150a 45 ~ 65A Thermal O/L Relay |  | 389.41
| 820908 | TK-150a 54 ~ 75A Thermal O/L Relay | TC 130-150 | 389.41
| 820915 | TK-150a 63 ~ 85A Thermal O/L Relay |  | 389.41
| 820922 | TK-150a 80 ~ 105A Thermal O/L Relay |  | 389.41
| 820939 | TK-150a 95 ~ 130A Thermal O/L Relay |  | 389.41
| 820946 | TK-150a 110 ~ 150A Thermal O/L Relay |  | 389.41
CONTACTORS
Thermal Overload Relays
| Item | Description | Applied | Price
| Code |  | Contactors
| 820953 | TK-225a 65 ~ 100A Thermal O/L Relay |  | 409.9
| 820960 | TK-225a 85 ~ 125A Thermal O/L Relay |  | 409.9
| 820977 | TK-225a 100 ~ 160A Thermal O/L Relay | TC 185-225 | 409.9
| 820984 | TK-225a 120 ~ 185A Thermal O/L Relay |  | 409.9
| 820991 | TK-225a 160 ~ 240A Thermal O/L Relay |  | 409.9
| 821004 | TK-400a 80 ~ 125A Thermal O/L Relay |  | 591.2
| 821011 | TK-400a 100 ~ 160A Thermal O/L Relay |  | 591.2
| 821028 | TK-400a 120 ~ 185A Thermal O/L Relay | TC 265-400 | 591.2
| 821035 | TK-400a 160 ~ 240A Thermal O/L Relay |  | 591.2
| 821042 | TK-400a 200 ~ 330A Thermal O/L Relay |  | 591.2
| 821059 | TK-400a 260 ~ 400A Thermal O/L Relay |  | 591.2
| 821066 | TK-800a 200 ~ 300A Thermal O/L Relay |  | 788.28
| 821073 | TK-800a 260 ~ 400A Thermal O/L Relay | TC 500-800 | 788.28
| 821080 | TK-800a 400 ~ 600A Thermal O/L Relay |  | 788.28
| 821097 | TK-800a 520 ~ 800A Thermal O/L Relay |  | 788.28
CONTACTORS
Contactor Relays AC Voltage
| Item | Description | Continous | Price
| Code |  | Current 16A (Ith)
| 821103 | TR-22 AC 24V 2NO2NC Control Relay |  | 43.32
| 821110 | TR-22 AC 48V 2NO2NC Control Relay |  | 43.32
| 821127 | TR-22 AC 100V 2NO2NC Control Relay |  | 43.32
| 821134 | TR-22 AC 110V 2NO2NC Control Relay |  | 43.32
| 821141 | TR-22 AC 120V 2NO2NC Control Relay |  | 43.32
| 821158 | TR-22 AC 200V 2NO2NC Control Relay |  | 43.32
| 821165 | TR-22 AC 220V 2NO2NC Control Relay |  | 43.32
| 821172 | TR-22 AC 230V 2NO2NC Control Relay | 2NO2NC | 43.32
| 821189 | TR-22 AC 240V 2NO2NC Control Relay |  | 43.32
| 821196 | TR-22 AC 380V 2NO2NC Control Relay |  | 43.32
| 821202 | TR-22 AC 400V 2NO2NC Control Relay |  | 43.32
| 821219 | TR-22 AC 415V 2NO2NC Control Relay |  | 43.32
| 821226 | TR-22 AC 440V 2NO2NC Control Relay |  | 43.32
| 821233 | TR-22 AC 500V 2NO2NC Control Relay |  | 43.32
| 821240 | TR-22 AC 550V 2NO2NC Control Relay |  | 43.32
| 821257 | TR-4 AC 24V 4NO Control Relay |  | 43.32
| 821264 | TR-4 AC 48V 4NO Control Relay |  | 43.32
| 821271 | TR-4 AC 100V 4NO Control Relay |  | 43.32
| 821288 | TR-4 AC 110V 4NO Control Relay |  | 43.32
| 821295 | TR-4 AC 120V 4NO Control Relay |  | 43.32
| 821301 | TR-4 AC 200V 4NO Control Relay |  | 43.32
| 821318 | TR-4 AC 220V 4NO Control Relay |  | 43.32
| 821325 | TR-4 AC 230V 4NO Control Relay |  | 43.32
| 821332 | TR-4 AC 240V 4NO Control Relay | 4NO | 43.32
| 821349 | TR-4 AC 380V 4NO Control Relay |  | 43.32
| 821356 | TR-4 AC 400V 4NO Control Relay |  | 43.32
| 821363 | TR-4 AC 440V 4NO Control Relay |  | 43.32
| 821370 | TR-4 AC 500V 4NO Control Relay |  | 43.32
| 821387 | TR-4 AC 550V 4NO Control Relay |  | 43.32
| 821394 | TR-4 AC 24V 3NO 1NC Control Relay |  | 43.32
| 821400 | TR-4 AC 48V 3NO 1NC Control Relay |  | 43.32
| 821417 | TR-4 AC 100V 3NO 1NC Control Relay |  | 43.32
| 821424 | TR-4 AC 110V 3NO 1NC Control Relay |  | 43.32
| 821431 | TR-4 AC 120V 3NO 1NC Control Relay | 3NO 1NC | 43.32
| 821448 | TR-4 AC 200V 3NO 1NC Control Relay |  | 43.32
| 821455 | TR-4 AC 220V 3NO 1NC Control Relay |  | 43.32
| 821462 | TR-4 AC 230V 3NO 1NC Control Relay |  | 43.32
| 821479 | TR-4 AC 240V 3NO 1NC Control Relay |  | 43.32
CONTACTORS
Contactor Relays AC Voltage
| Item Code | Description | Continous Current 16A (Ith) | Price
| 821486 | TR-4 AC 380V 3NO 1NC Control Relay |  | 43.32
| 821493 | TR-4 AC 400V 3NO 1NC Control Relay |  | 43.32
| 821509 | TR-4 AC 440V 3NO 1NC Control Relay |  | 43.32
| 821516 | TR-4 AC 500V 3NO 1NC Control Relay |  | 43.32
| 821523 | TR-4 AC 550V 3NO 1NC Control Relay |  | 43.32
| 821530 | TR-4 AC 24V 1NO 3NC Control Relay |  | 43.32
| 821547 | TR-4 AC 48V 1NO 3NC Control Relay |  | 43.32
| 821554 | TR-4 AC 100V 1NO 3NC Control Relay |  | 43.32
| 821561 | TR-4 AC 110V 1NO 3NC Control Relay |  | 43.32
| 821578 | TR-4 AC 120V 1NO 3NC Control Relay |  | 43.32
| 821585 | TR-4 AC 200V 1NO 3NC Control Relay |  | 43.32
| 821592 | TR-4 AC 220V 1NO 3NC Control Relay | 1NO 3NC | 43.32
| 821608 | TR-4 AC 230V 1NO 3NC Control Relay |  | 43.32
| 821615 | TR-4 AC 240V 1NO 3NC Control Relay |  | 43.32
| 821622 | TR-4 AC 380V 1NO 3NC Control Relay |  | 43.32
| 821639 | TR-4 AC 400V 1NO 3NC Control Relay |  | 43.32
| 821646 | TR-4 AC 440V 1NO 3NC Control Relay |  | 43.32
| 821653 | TR-4 AC 500V 1NO 3NC Control Relay |  | 43.32
| 821660 | TR-4 AC 550V 1NO 3NC Control Relay |  | 43.32
| 821677 | TR-4 AC 24V 4NC Control Relay |  | 43.32
| 821684 | TR-4 AC 48V 4NC Control Relay |  | 43.32
| 821691 | TR-4 AC100V 4NC Control Relay |  | 43.32
| 821707 | TR-4 AC 110V 4NC Control Relay |  | 43.32
| 821714 | TR-4 AC 120V 4NC Control Relay |  | 43.32
| 821721 | TR-4 AC 200V 4NC Control Relay |  | 43.32
| 821738 | TR-4 AC 220V 4NC Control Relay |  | 43.32
| 821745 | TR-4 AC 230V 4NC Control Relay | 4NC | 43.32
| 821752 | TR-4 AC 240V 4NC Control Relay |  | 43.32
| 821769 | TR-4 AC 380V 4NC Control Relay |  | 43.32
| 821776 | TR-4 AC 400V 4NC Control Relay |  | 43.32
| 821783 | TR-4 AC 440V 4NC Control Relay |  | 43.32
| 821790 | TR-4 AC 500V 4NC Control Relay |  | 43.32
| 821806 | TR-4 AC 550V 4NC Control Relay |  | 43.32
CONTACTORS
Contactor Relays DC Voltage
| Item Code | Description | Continous Current 16A (Ith) | Price
| 832970 | TR-22 DC12V 2NO 2NC Control Relay |  | 82.74
| 832987 | TR-22 DC 20V 2NO 2NC Control Relay |  | 82.74
| 832994 | TR-22 DC 24V 2NO 2NC Control Relay |  | 82.74
| 833007 | TR-22 DC 48V 2NO 2NC Control Relay |  | 82.74
| 833014 | TR-22 DC 60V 2NO 2NC Control Relay |  | 82.74
| 833021 | TR-22 DC 80V 2NO 2NC Control Relay | 2NO 2NC | 82.74
| 833038 | TR-22 DC 100V 2NO 2NC Control Relay |  | 82.74
| 833045 | TR-22 DC 110V 2NO 2NC Control Relay |  | 82.74
| 833052 | TR-22 DC 125V 2NO 2NC Control Relay |  | 82.74
| 833069 | TR-22 DC 200V 2NO 2NC Control Relay |  | 82.74
| 833076 | TR-22 DC 220V 2NO 2NC Control Relay |  | 82.74
| 833083 | TR-22 DC 250V 2NO 2NC Control Relay |  | 82.74
| 833090 | TR-4 DC 12V 4NO Control Relay |  | 82.74
| 833106 | TR-4 DC 20V 4NO Control Relay |  | 82.74
| 833113 | TR-4 DC 24V 4NO Control Relay |  | 82.74
| 833120 | TR-4 DC 48V 4NO Control Relay |  | 82.74
| 833137 | TR-4 DC 60V 4NO Control Relay |  | 82.74
| 833144 | TR-4 DC 80V 4NO Control Relay |  | 82.74
| 833151 | TR-4 DC100V 4NO Control Relay | 4NO | 82.74
| 833168 | TR-4 DC110V 4NO Control Relay |  | 82.74
| 833175 | TR-4 DC125V 4NO Control Relay |  | 82.74
| 833182 | TR-4 DC200V 4NO Control Relay |  | 82.74
| 833199 | TR-4 DC220V 4NO Control Relay |  | 82.74
| 833205 | TR-4 DC250V 4NO Control Relay |  | 82.74
| 833212 | TR-4 DC 12V 3NO 1NC Control Relay |  | 82.74
| 833229 | TR-4 DC 20V 3NO 1NC Control Relay |  | 82.74
| 833236 | TR-4 DC 24V 3NO 1NC Control Relay | 3NO 1NC | 82.74
| 833243 | TR-4 DC 48V 3NO 1NC Control Relay |  | 82.74
| 833250 | TR-4 DC 60V 3NO 1NC Control Relay |  | 82.74
CONTACTORS
Contactor Relays DC Voltage
| Item Code | Description | Continous Current 16A (Ith) | Price
| 833267 | TR-4 DC 80V 3NO 1NC Control Relay |  | 82.74
| 833274 | TR-4 DC 100V 3NO 1NC Control Relay |  | 82.74
| 833281 | TR-4 DC 110V 3NO 1NC Control Relay |  | 82.74
| 833298 | TR-4 DC 125V 3NO 1NC Control Relay | 3NO 1NC | 82.74
| 833304 | TR-4 DC 200V 3NO 1NC Control Relay |  | 82.74
| 833311 | TR-4 DC 220V 3NO 1NC Control Relay |  | 82.74
| 833328 | TR-4 DC 250V 3NO 1NC Control Relay |  | 82.74
| 833335 | TR-4 DC 12V 1NO 3NC Control Relay |  | 82.74
| 833342 | TR-4 DC 20V 1NO 3NC Control Relay |  | 82.74
| 833359 | TR-4 DC 24V 1NO 3NC Control Relay |  | 82.74
| 833366 | TR-4 DC 48V 1NO 3NC Control Relay |  | 82.74
| 833373 | TR-4 DC 60V 1NO 3NC Control Relay |  | 82.74
| 833380 | TR-4 DC 80V 1NO 3NC Control Relay | 1NO 3NC | 82.74
| 833397 | TR-4 DC 100V 1NO 3NC Control Relay |  | 82.74
| 833403 | TR-4 DC 110V 1NO 3NC Control Relay |  | 82.74
| 833410 | TR-4 DC 125V 1NO 3NC Control Relay |  | 82.74
| 833427 | TR-4 DC 200V 1NO 3NC Control Relay |  | 82.74
| 833434 | TR-4 DC 220V 1NO 3NC Control Relay |  | 82.74
| 833441 | TR-4 DC 250V 1NO 3NC Control Relay |  | 82.74
| 833458 | TR-4 DC 12V 4NC Control Relay |  | 82.74
| 833465 | TR-4 DC 20V 4NC Control Relay |  | 82.74
| 833472 | TR-4 DC 24V 4NC Control Relay |  | 82.74
| 833489 | TR-4 DC 48V 4NC Control Relay |  | 82.74
| 833496 | TR-4 DC 60V 4NC Control Relay |  | 82.74
| 833502 | TR-4 DC 80V 4NC Control Relay | 4NC | 82.74
| 833519 | TR-4 DC 100V 4NC Control Relay |  | 82.74
| 833526 | TR-4 DC 110V 4NC Control Relay |  | 82.74
| 833533 | TR-4 DC 125V 4NC Control Relay |  | 82.74
| 833540 | TR-4 DC 200V 4NC Control Relay |  | 82.74
| 833557 | TR-4 DC 220V 4NC Control Relay |  | 82.74
| 833564 | TR-4 DC 250V 4NC Control Relay |  | 82.74
CONTACTORS
Accessories
Adaptor Unit
| Item Code | Description | Applied Contactors | Price
| 822414 | TA-22SA Direct Adaptor Unit | for MMS connection | 13.68
| 822421 | TA-22SD Direct Adaptor Unit | for MMS connection | 13.68
| 822438 | TA-22HA Direct Adaptor Unit | for MMS connection | 13.68
| 822445 | TA-22HD Direct Adaptor Unit | for MMS connection | 13.68
| 822452 | TA-32SA Direct Adaptor Unit | for MMS connection | 16.56
| 822469 | TA-32SD Direct Adaptor Unit | for MMS connection | 16.56
| 822476 | TA-32HA Direct Adaptor Unit | for MMS connection | 16.56
| 822483 | TA-32HD Direct Adaptor Unit | for MMS connection | 16.56
| 822490 | TA-63A Direct Adaptor Unit | for MMS connection | 19.21
| 822506 | TA-63D Direct Adaptor Unit | for MMS connection | 19.21
| 822513 | TA-95A Direct Adaptor Unit | for MMS connection | 25.23
| 822520 | TA-95D Direct Adaptor Unit | for MMS connection | 25.23
Suppressors
| Item Code | Description | Applied Contactors | Price
| 822537 | TSS-1 SUPPRES'R AC 24-48V | TC-6a ~ TC-100a | 15.76
| 822544 | TSS-2 SUPPRES'R AC 100-125V | TC-6a ~ TC-100a | 15.76
| 822551 | TSS-3 SUPPRES'R AC 200-240V | TC-6a ~ TC-100a | 15.76
| 822568 | TSS-4 SUPPRES'R DC 24-48V | TC-6a ~ TC-100a | 15.76
| 822575 | TSS-5 SUPPRES'R DC 100-125V | TC-6a ~ TC-100a | 15.76
| 822582 | TSS-6 SUPPRES'R DC 200-220V | TC-6a ~ TC-100a | 15.76
| 822599 | TSS-11 SUPPRES'R AC/DC 24-48V | TC-6a ~ TC-100a | 15.76
| 822605 | TSS-12 SUPPRES AC/DC 100-125V | TC-6a ~ TC-100a | 15.76
| 822612 | TSS-13 SUPPRESR AC/DC 200-240V | TC-6a ~ TC-100a | 15.76
| 822629 | TSS-14 SUPPRESR AC/DC 380-440V | TC-6a ~ TC-100a | 15.76
| 822636 | TSS-22 SUPPRES'R AC 100-125V | TC-6a ~ TC-100a | 15.76
CONTACTORS
Accessories
Aux Contacts
| Item Code | Description | Applied Contactors |  | Price
|  |  | 3P | 4P
| 822650 | TSU-20 2NO Aux Contact Top | 9b ~ 150a | 6a ~ 85a | 11.83
| 822667 | TSU-11 1NO 1NC Aux Contact Top | 9b ~ 150a | 6a ~ 85a | 11.83
| 822674 | TSU-02 2NC Aux Contact Top | 9b ~ 150a | 6a ~ 85a | 11.83
| 822681 | TSU-40 4NO Aux Contact Top |  | 6a ~ 85a | 13.22
| 822698 | TSU-31 3NO1NC Aux Contact Top |  | 6a ~ 85a | 13.22
| 822704 | TSU-22 2NO 2NC Aux Contact Top |  | 6a ~ 85a | 13.22
| 822711 | TSU-13 1NO 3NC Aux Contact Top |  | 6a ~ 85a | 13.22
| 822728 | TSU-04 4NC Aux Contact Top |  | 6a ~ 85a | 13.22
| 822643 | TSU-01 1NO1NC Aux Contact Side | 6a ~ 150a | 6a ~ 18a | 11.83
| 801785 | Aux Contact Side 4 Pole |  | 22a ~ 85a | 11.83
| 822735 | TSU-100 1NO1NC Aux Contact Side | 185a ~ 800a | 100a ~ 800a | 15.76
| 822742 | TSU-100E 1NO1NC Aux Contact Side | 185a ~ 800a | 100a ~ 800a | 15.76
Interlocks
| Item Code | Description | Applied Contactors |  | Price
|  |  | 3P | 4P
| 822759 | Interlock Wiring Kit | 9b~22b |  | 12.03
| 822766 | Interlock Wiring Kit | 32a ~ 40a |  | 12.03
| 822773 | Interlock Wiring Kit | 50a ~ 63a |  | 23.11
| 822780 | Interlock Wiring Kit | 75a~100a |  | 37.9
| 822834 | TSR- 02 Interlock Unit | 9b ~ 150a | 6a ~ 18a | 25.67
| 801723 | TKA-9 4P Interlock |  | 22a ~ 85a | 25.67
| 822841 | TKA-180 Interlock | 185a ~ 400a | 100a ~ 400a | 73.9
| 822858 | TKA-600 3P Interlock Assy Horizontal | 500a ~ 800a |  | 842.29
| 822872 | TKA-600 4P Interlock Assy Horizontal |  | 500a ~ 800a | 842.29
| 822865 | TKA-600 3P Interlock Assy Vertical | 500a ~ 800a |  | 842.29
| 822889 | TKA-600 4P Interlock Assy Vertical |  | 500a ~ 800a | 842.29
CONTACTORS
Accessories
Delay Open Device
(Timer)
| Item Code | Description |  | Price
| 830891 | TKMT16N Delay Open AC 110~220V On | ON | 70.96
| 830884 | TKMT16N DelayOpen AC/DC 24~48V On | ON | 70.96
| 830914 | TKMT16O Delay Open AC 110~220V Off | OFF | 70.96
| 830907 | TKMT16O Delay Open AC/DC24~48V Off | OFF | 70.96
Capacitor Unit
| Item Code | Description | Applied Contactors | Price
| 822896 | TKM-9 Capacitor Unit | TC-9a ~ TC-40a | 32.03
| 831034 | TKM-50 Capacitor Unit New | TC-50a ~TC-65a | 47.64
| 831041 | TKM-75 Capacitor Unit New | TC-75a ~TC-100a | 47.64
Remote Reset
| Item Code | Description | Applied Contactors | Price
| 822919 | TSM-4R Remote Reset Unit | TK-32a ~ TK-95a 400mm | 95.47
| 822926 | TSM-5R Remote Reset Unit | TK-32a ~ TK-95a 500mm | 105.4
| 822933 | TSM-6R Remote Reset Unit | TK-32a ~ TK-95a 600mm | 115.19
Mounting Unit
| Item Code | Description | Applied Contactors | Price
| 822940 | TSZ-32 Mounting Unit | for Overload Relay TK-32a | 11.69
| 822957 | TSZ-63 Mounting Unit | for Overload Relay TK-63a | 13.99
| 822964 | TSZ-95 Mounting Unit | for Overload Relay TK-95a | 18.93
| 822971 | TSZ-150 Mounting Unit | for Overload Relay TK-150a | 31.32
Safety Cover
| Item Code | Description | Applied Contactors | Price
| 823237 | Safety Cover | TC(D)-9a ~ TC-85a | 1.7
| 823244 | Safety Cover | TC-185a ~ TC-800a | 1.7
CONTACTORS
Accessories
Terminal Covers
| Item Code | Description | Applied Contactors | Price
| 823251 | Main Terminal Cover 3P | TC-185a ~ TC-225a | 16.84
| 823268 | Main Terminal Cover 3P | TC-330a ~ TC-400a | 25.3
| 823275 | Main Terminal Cover 3P | TC-630a ~ TC-800a | 42.15
| 801693 | Main Terminal Cover 4P | TC-100a ~ TC-225a | 16.84
| 801709 | Main Terminal Cover 4P | TC-330a ~ TC-400a | 25.3
| Contact Terasaki | Main Terminal Cover 4P | TC-630a ~ TC-800a | 33.3991
Insulation Barrier
| Item Code | Description | Applied Contactors | Price
| 823305 | TKI-180 Insulation Barrier | TC-180a ~ TC-400a | 6.22
| 823312 | TKI-600 Insulation Barrier | TC-600a ~ TC-800a | 6.22
CONTACTORS
Accessories
Coils for 3 Pole
| Item Code | Description | Applied Contactors | Price
| 825477 | AC 24V 50/60Hz Coil |  | 19.72
| 825484 | AC 48V 50/60Hz Coil |  | 19.72
| 825491 | AC110V 50/60Hz Coi |  | 19.72
| 825507 | AC220V 50/60Hz Coil |  | 19.72
| 825514 | AC240V 50/60Hz Coil |  | 19.72
| 825521 | AC380V 50/60Hz Coil |  | 19.72
| 825538 | AC400V 50/60Hz Coil | TC-32~40a | 19.72
| 825545 | AC440V 50/60Hz Coil |  | 19.72
| 825552 | AC500V 50/60Hz Coil |  | 19.72
| 825569 | AC550V 50/60Hz Coil |  | 19.72
| 825576 | AC230V 50/60Hz Coil |  | 19.72
| 825583 | AC200V 50/60Hz Coil |  | 19.72
| 825590 | AC120V 50/60Hz Coil |  | 19.72
| 825606 | AC100V 50/60Hz Coil |  | 19.72
| 825613 | AC415V 50/60Hz Coil |  | 19.72
| 825620 | DC 12V Coil |  | 47.32
| 825637 | DC 24V Coil |  | 47.32
| 825644 | DC 48V Coil |  | 47.32
| 825651 | DC 100V Coil |  | 47.32
| 825668 | DC 110V Coil | TD-32~40a | 47.32
| 825675 | DC 125V Coil |  | 47.32
| 825682 | DC 200V Coil |  | 47.32
| 825699 | DC 220V Coil |  | 47.32
| 825705 | DC 250V Coil |  | 47.32
| 825712 | DC 20V Coil |  | 47.32
| 825729 | DC 60V Coil |  | 47.32
| 825736 | DC 80V Coil |  | 47.32
| 826054 | AC 24V 50/60Hz Coil |  | 31.55
| 826061 | AC 48V 50/60Hz Coil |  | 31.55
| 826078 | AC110V 50/60Hz Coil |  | 31.55
| 826085 | AC220V 50/60Hz Coil |  | 31.55
| 826092 | AC240V 50/60Hz Coil |  | 31.55
| 826108 | AC380V 50/60Hz Coil | TC-50a~65a | 31.55
| 826115 | AC400V 50/60Hz Coil |  | 31.55
| 826122 | AC440V 50/60Hz Coil |  | 31.55
| 826139 | AC500V 50/60Hz Coil |  | 31.55
| 826146 | AC550V 50/60Hz Coil |  | 31.55
| 826153 | AC230V 50/60Hz Coil |  | 31.55
| 826160 | AC200V 50/60Hz Coil |  | 31.55
| 826177 | AC120V 50/60Hz Coil |  | 31.55
| 826184 | AC100V 50/60Hz Coil |  | 31.55
| 826191 | AC415V 50/60Hz Coil |  | 31.55
CONTACTORS
Accessories
Coils for 3 Pole
| Item Code | Description | Applied Contactors | Price
| 826207 | DC 12V Coil |  | 63.05
| 826214 | DC 24V Coil |  | 63.05
| 826221 | DC 48V Coil |  | 63.05
| 826238 | DC100V Coil |  | 63.05
| 826245 | DC 110V Coil |  | 63.05
| 826252 | DC 125V Coil | TD-50a~65a | 63.05
| 826269 | DC 200V Coil |  | 63.05
| 826276 | DC 220V Coil |  | 63.05
| 826283 | DC 250V Coil |  | 63.05
| 826290 | DC 20V Coil |  | 63.05
| 826306 | DC 60V Coil |  | 63.05
| 826313 | DC 80V Coil |  | 63.05
| 826634 | AC24V 50/60Hz Coil |  | 31.55
| 826641 | AC48V 50/60Hz Coil | TC-75a~100 | 31.55
| 826658 | AC110V 50/60Hz Coil |  | 31.55
| Item Code | Description | Applied Contactors | Price
| 826665 | AC220V 50/60Hz Coil |  | 31.55
| 826672 | AC240V 50/60Hz Coil |  | 31.55
| 826689 | AC380V 50/60Hz Coil |  | 31.55
| 826696 | AC400V 50/60Hz Coil |  | 31.55
| 826702 | AC440V 50/60Hz Coil | TC-75a~100 | 31.55
| 826719 | AC500V 50/60Hz Coil |  | 31.55
| 826726 | AC550V 50/60Hz Coil |  | 31.55
| 826733 | AC230V 50/60Hz Coil |  | 31.55
| 826740 | AC200V 50/60Hz Coil |  | 31.55
| 826757 | AC120V 50/60Hz Coil |  | 31.55
| 826764 | AC100V 50/60Hz Coil |  | 31.55
| 826771 | AC415V 50/60Hz Coil |  | 31.55
| 826788 | DC 12V Coil |  | 63.05
| 826795 | DC 24V Coil |  | 63.05
| 826801 | DC 48V Coil |  | 63.05
| 826818 | DC 100V Coil |  | 63.05
| 826825 | DC 110V Coil |  | 63.05
| 826832 | DC 125V Coil | TD-75a~100 | 63.05
| 826849 | DC 200V Coil |  | 63.05
| 826856 | DC 220V Coil |  | 63.05
| 826863 | DC 250V Coil |  | 63.05
| 826870 | DC 20V Coil |  | 63.05
| 826887 | DC 60V Coil |  | 63.05
| 826894 | DC 80V Coil |  | 63.05
CONTACTORS
Accessories
Coils for 3 Pole
| Item Code | Description | Applied Contactors | Price
| 827211 | AC 220~240V Coil |  | 156.07
| 827228 | AC 24V Coil |  | 156.07
| 827235 | AC 48V Coil |  | 156.07
| 827242 | AC 110~120V Coil | TC-150 | 156.07
| 827259 | AC 300V Coil |  | 156.07
| 827266 | AC 400~440V Coil |  | 156.07
| 827273 | AC 500V Coil |  | 156.07
| 827280 | DC 24V Coil |  | 172.64
| 827297 | DC 48V Coil | TC-150 | 172.64
| 827303 | DC 110V Coil |  | 172.64
| 827310 | DC 220V Coil |  | 172.64
| 827327 | AC 300V Coil |  | 172.64
| 827334 | AC 400V Coil |  | 172.64
| 827341 | AC 500V Coil |  | 172.64
| 827358 | AC/DC 24V Coil | TC-185a ~ 225a | 172.64
| 827365 | AC/DC 48V Coil |  | 172.64
| 827372 | AC/DC100~240V Coil |  | 172.64
| 827389 | AC/DC100~240V Coil |  | 331.07
| 827396 | AC 300V Coil |  | 331.07
| 827402 | AC 400V Coil | TC-265a ~ 400a | 331.07
| 827419 | AC 500V Coil |  | 331.07
| 827426 | AC/DC 200V Coil |  | 551.76
| 827433 | AC/DC 100V Coil |  | 551.76
| 827440 | AC 300V Coil | TC-500a ~ 800a | 551.76
| 827457 | AC 400V Coil |  | 551.76
| 827464 | AC 500V Coil |  | 551.76
| 827822 | AC 24V 50/60Hz Coil |  | 29.57
Coils for 4 Pole
| Item Code | Description | Applied Contactors | Price
| 827839 | AC 48V 50/60Hz Coil |  | 29.57
| 827846 | AC 110V 50/60Hz Coil |  | 29.57
| 827853 | AC 220V 50/60Hz Coil |  | 29.57
| 827860 | AC 240V 50/60Hz Coil |  | 29.57
| 827877 | AC 380V 50/60Hz Coil |  | 29.57
| 827884 | AC 400V 50/60Hz Coil | TC-6a ~ 22b | 29.57
| 827891 | AC 440V 50/60Hz Coil |  | 29.57
| 827907 | AC 500V 50/60Hz Coil |  | 29.57
| 827914 | AC 550V 50/60Hz Coil |  | 29.57
CONTACTORS
Accessories
Coils for 4 Pole
| Item Code | Description | Applied Contactors | Price
| 827921 | AC 230V 50/60Hz Coil |  | 29.57
| 827938 | AC 200V 50/60Hz Coil |  | 29.57
| 827945 | AC 120V 50/60Hz Coil | TC-6a ~ 22b | 29.57
| 827952 | AC 100V 50/60Hz Coil |  | 29.57
| 827969 | AC 415V 50/60Hz Coil |  | 29.57
| 827976 | AC 460V 50/60Hz |  | 29.57
| 827983 | AC 220V 50/60Hz Low Coil |  | 29.57
| 833571 | DC 12V Coil |  | 70.96
| 833588 | DC 24V Coil |  | 70.96
| 833595 | DC 48V Coil |  | 70.96
| 833601 | DC 100V Coil |  | 70.96
| 830884 | DC 110V Coil |  | 70.96
| 830891 | DC 125V Coil | TD-6a~22b | 70.96
| 830907 | DC 200V Coil |  | 70.96
| 830914 | DC 220V Coil |  | 70.96
| 830921 | DC 250V Coil |  | 70.96
| 830938 | DC 20V Coil |  | 70.96
| 830945 | DC 60V Coil |  | 70.96
| 830952 | DC 80V Coil |  | 70.96
| 828119 | AC 24V 50/60Hz Coil 4P |  | 29.57
| 828126 | AC 48V 50/60Hz Coil 4P |  | 29.57
| 828133 | AC 100V 50/60Hz Coil 4P |  | 29.57
| 828140 | AC 110V 50/60Hz Coil 4P |  | 29.57
| 828157 | AC 200V 50/60Hz Coil 4P |  | 29.57
| 828164 | AC 220V 50/60Hz Coil 4P |  | 29.57
| 828171 | AC 230V 50/60Hz Coil 4P | TC-22a~40a | 29.57
| 828188 | AC 240V 50/60Hz Coil 4P |  | 29.57
| 828195 | AC 380V 50/60Hz Coil 4P |  | 29.57
| 828201 | AC 400V 50/60Hz Coil 4P |  | 29.57
| 828218 | AC 415V 50/60Hz Coil 4P |  | 29.57
| 828225 | AC 440V 50/60Hz Coil 4P |  | 29.57
| 828232 | AC 500V 50/60Hz Coil 4P |  | 29.57
| 828249 | AC 550V 50/60Hz Coil 4P |  | 29.57
| 828546 | DC 12V Coil |  | 70.96
| 828553 | DC 20V Coil |  | 70.96
| 828560 | DC 24V Coil |  | 70.96
| 828577 | DC 48V Coil |  | 70.96
| 828584 | DC 60V Coil |  | 70.96
| 828591 | DC 80V Coil | TD-22a~40a 4P | 70.96
| 828607 | DC 100V Coil |  | 70.96
| 828614 | DC 110V Coil |  | 70.96
| 828621 | DC 125V Coil |  | 70.96
| 828638 | DC 200V Coil |  | 70.96
| 828645 | DC 220V Coil |  | 70.96
| 828652 | DC 250V Coil |  | 70.96
CONTACTORS
Accessories
Coils for 4 Pole
| Item Code | Description | Applied Contactors | Price
| 828669 | AC 24V 50/60Hz Coil 4P |  | 47.32
| 828676 | AC 48V 50/60Hz Coil 4P |  | 47.32
| 828683 | AC 110V 50/60Hz Coil 4P |  | 47.32
| 828690 | AC 120V 50/60Hz Coil 4P |  | 47.32
| 828706 | AC 220V 50/60Hz Coil 4P |  | 47.32
| 828713 | AC 230V 50/60Hz Coil 4P |  | 47.32
| 828720 | AC 240V 50/60Hz Coil 4P | TC-50a~85a | 47.32
| 828737 | AC 380V 50/60Hz Coil 4P |  | 47.32
| 828744 | AC 400V 50/60Hz Coil 4P |  | 47.32
| 828751 | AC 415V 50/60Hz Coil 4P |  | 47.32
| 828768 | AC 440V 50/60Hz Coil 4P |  | 47.32
| 828775 | AC 500V 50/60Hz Coil 4P |  | 47.32
| 828782 | AC 550V 50/60Hz Coil 4P |  | 47.32
Coils for 4 Pole
| Item Code | Description | Applied Contactors | Price
| 829048 | DC 12V EXP Coil |  | 94.59
| 829062 | DC 20V EXP Coil |  | 94.59
| 829086 | DC 24V EXP Coil |  | 94.59
| 829109 | DC 48V EXP Coil |  | 94.59
| 829123 | DC 60V EXP |  | 94.59
| 829147 | DC 80V EXP Coil |  | 94.59
| 829161 | DC 100V EXP | TD-50a~85a 4P | 94.59
| 829185 | DC 110V EXP Coil |  | 94.59
| 829208 | DC 125V Coil EXP |  | 94.59
| 829222 | DC 200V Coil EXP |  | 94.59
| 829246 | DC 220V Coil EXP |  | 94.59
| 829260 | DC 250V Coil EXP |  | 94.59
| 829277 | AC/DC 100~240V |  | 264.85
| 829284 | AC/DC 24V Coil |  | 264.85
| 829291 | AC/DC 48V Coil | TC-100a~225a 4P | 264.85
| 829307 | AC 300V Coil |  | 264.85
| 829314 | AC 400V Coil |  | 264.85
| 829321 | AC 500V Coil |  | 264.85
| 829338 | AC 110V |  | 264.85
| 829345 | AC 220V |  | 264.85
| 829352 | AC 400V |  | 264.85
| 829369 | AC 110V | TC-100a~225a 4P c/w LED | 264.85
| 829376 | AC 220V |  | 264.85
| 829383 | AC 400V |  | 264.85
CONTACTORS
Accessories
Coils for 4 Pole
| Item Code | Description | Applied Contactors | Price
| 829390 | AC/DC 100~240V |  | 496.61
| 829406 | AC 300V Coil |  | 496.61
| 829413 | AC 400V Coil | TC-265a~400a 4P | 496.61
| 829420 | AC 500V Coil |  | 496.61
| 829437 | AC 110V |  | 496.61
| 829444 | AC 220V |  | 496.61
| 829451 | AC 400V | TC-265a~400a 4P c/w LED | 496.61
| 829468 | AC 110V |  | 496.61
| 829475 | AC 220V |  | 496.61
| 829482 | AC 400V |  | 496.61
| 829499 | Coil Auxilliary | TC-500a~800a 4P | 827.7
| 829505 | AC/DC 100V |  | 827.7
| 829512 | AC/DC 200V |  | 827.7
| 829529 | AC 300V | TC-500a~800a 4P | 827.7
| 829536 | AC 400V |  | 827.7
| 829543 | AC 500V |  | 827.7
| 829550 | AC 110V |  | 827.7
| 829567 | AC 220V | TC-500a~800a 4P LED | 827.7
| 829574 | AC 400V |  | 827.7
| 829581 | AC/DC 100V |  | 655.6575
| 829598 | AC/DC 200V |  | 655.6575
| 829604 | AC 300V |  | 655.6575
| 829611 | AC 400V | TC-500a~800a 4P | 655.6575
| 829628 | AC 500V |  | 655.6575
| 829635 | DC 70~110V |  | 827.7
| 829642 | AC 110V |  | 827.7
| 829659 | AC 220V | TC-500a~800a 4P LED | 827.7
| 829666 | AC 400V |  | 827.7

## Power Factor Correction
Protection and Distribution 1A to 6300A
Our Price List. Effective from 1st June 2025
POWER FACTOR CORRECTION
Modular Equipment
Modular Tray with Busbar System
Code | Description | Stage Kvar | Step | Total | Price
ECCT40125 | 25Kvar 400V 50Hz Mod Unit | 25 | 1 | 25 | 543.88
ECCT40150 | 50Kvar 400V 50Hz Mod Unit | 50 | 1 | 50 | 820.66
ECCT40225 | 50Kvar 400V 50Hz Mod Unit | 25 | 2 | 50 | 830.41
ECCT40250 | 100Kvar 400V 50Hz Mod Unit | 50 | 2 | 100 | 1467.25
ECCT40325 | 75Kvar 400V 50Hz Mod Unit | 25 | 3 | 75 | 1293.16
ECCT40425 | 100Kvar 400V 50Hz Mod Unit | 25 | 4 | 100 | 1487.98
Other voltages available on request: 480V, 525V (Contactor Coils Std 400V)
Code | Description | Stage Kvar | Step | Total | Price
ECCT41125 | 25 Kvar 415V 50HZ Mod Unit | 25 | 1 | 25 | 550.16
ECCT41150 | 50 Kvar 415V 50HZ Mod Unit | 50 | 1 | 50 | 833.53
ECCT41225 | 50 Kvar 415V 50HZ Mod Unit | 25 | 2 | 50 | 846.86
ECCT41250 | 100 Kvar 415V 50HZ Mod Unit | 50 | 2 | 100 | 1490.26
ECCT41325 | 75 Kvar 415V 50HZ Mod Unit | 25 | 3 | 75 | 1319.25
ECCT41425 | 100 Kvar 415V 50HZ Mod Unit | 25 | 4 | 100 | 1519.88
Other voltages available on request: 480V, 525V (Contactor Coils Std 400V)
[5 empty] | Q(Kvar) | Q(Kvar) | Q(Kvar)
|  |  |  | Supply voltage (V) | 400 | 415 | 440
Code | Description | Stage Kvar | Step | Total |  |  |  | Price
ECCT44125 | 25Kvar 440V 50Hz Mod Unit | 25 | 1 | 25 | 18.38 | 22.2398 | 25 | 556.42
ECCT44150 | 50Kvar 440V 50Hz Mod Unit | 50 | 1 | 50 | 36.76 | 44.4796 | 50 | 846.38
ECCT44225 | 50Kvar 440V 50Hz Mod Unit | 25 | 2 | 50 | 36.76 | 44.4796 | 50 | 863.34
ECCT44250 | 100Kvar 440V 50Hz Mod Unit | 50 | 2 | 100 | 73.52 | 88.9592 | 100 | 1513.26
ECCT44325 | 75Kvar 440V 50Hz Mod Unit | 25 | 3 | 75 | 55.14 | 66.7194 | 75 | 1345.34
ECCT44425 | 100Kvar 440V 50Hz Mod Unit | 25 | 4 | 100 | 73.52 | 88.9592 | 100 | 1551.79
Other voltages available on request: 480V, 525V (Contactor Coils Std 400V)
[5 empty] | Q(kVAR) | Q(kVAR) | Q(kVAR)
|  |  |  | Supply voltage (V) | 400 | 415 | 440
Code | Description | Stage Kvar | Step | Total |  |  |  | Price
ECCT44130 | 30Kvar 440V 50Hz Mod Unit | 30 | 1 | 30 | 22 | 27 | 30 | 576.3
ECCT44160 | 60Kvar 440V 50Hz Mod Unit | 60 | 1 | 60 | 44 | 53 | 60 | 869.6
ECCT44230 | 60Kvar 440V 50Hz Mod Unit | 30 | 2 | 60 | 44 | 53 | 60 | 879.9
ECCT44260 | 120Kvar 440V 50Hz Mod Unit | 60 | 2 | 120 | 88 | 107 | 120 | 1554.73
ECCT44330 | 90Kvar 440V 50Hz Mod Unit | 30 | 3 | 90 | 66 | 80 | 90 | 1370.21
ECCT44430 | 120Kvar 440V 50Hz Mod Unit | 30 | 4 | 120 | 88 | 107 | 120 | 1576.66
Other voltages available on request: 480V, 525V (Contactor Coils Std 400V)
POWER FACTOR CORRECTION
Modular Equipment
Modular Tray with Busbar System
(Contactor Coils Std 400V)
Code | Description | Stage Kvar | Step | Total | Price
ECCT48125 | 25 Kvar 480V 50HZ Mod Unit | 25 | 1 | 25 | 573.1
ECCT48150 | 50 Kvar 480V 50HZ Mod Unit | 50 | 1 | 50 | 871.78
ECCT48225 | 50 Kvar 480V 50HZ Mod Unit | 25 | 2 | 50 | 889.23
ECCT48250 | 100 Kvar 480V 50HZ Mod Unit | 50 | 2 | 100 | 1558.66
ECCT48325 | 75 Kvar 480V 50HZ Mod Unit | 25 | 3 | 75 | 1385.72
ECCT48425 | 100 Kvar 480V 50HZ Mod Unit | 25 | 4 | 100 | 1598.34
(Contactor Coils Std 400V)
Code | Description | Stage Kvar | Step | Total | Price
ECCT52130 | 30Kvar 525V 50Hz Mod Unit | 30 | 1 | 30 | 593.59
ECCT52230 | 60Kvar 525V 50Hz Mod Unit | 30 | 2 | 60 | 895.68
ECCT52260 | 120Kvar 525V 50Hz Mod Unit | 60 | 2 | 120 | 1601.35
ECCT52330 | 90Kvar 525V 50Hz Mod Unit | 30 | 3 | 90 | 1411.33
ECCT52430 | 120Kvar 525V 50Hz Mod Unit | 30 | 4 | 120 | 1623.96
POWER FACTOR CORRECTION
Modular Equipment
Modular Tray without Busbar System
Code | Description | Stage Kvar | Step | Total | Price
ECCTX40125 | 25Kvar 400V 50Hz Mod Unit | 25 | 1 | 25 | 452.19
ECCTX40150 | 50Kvar 400V 50Hz Mod Unit | 50 | 1 | 50 | 681.3
ECCTX40225 | 50Kvar 400V 50Hz Mod Unit | 25 | 2 | 50 | 678.27
ECCTX40250 | 100Kvar 400V 50Hz Mod Unit | 50 | 2 | 100 | 1174.52
ECCTX40325 | 75Kvar 400V 50Hz Mod Unit | 25 | 3 | 75 | 1113.72
Other voltages available on request: 480V, 525V (Contactor Coils Std 400V)
[5 empty] | Q(Kvar) | Q(Kvar) | Q(Kvar)
|  |  |  | Supply voltage (V) | 400 | 415 | 440
Code | Description | Stage Kvar | Step | Total |  |  |  | Price
ECCTX44125 | 25Kvar 440V 50Hz Mod Unit | 25 | 1 | 25 | 0 | 0 | 25 | 456.32
ECCTX44150 | 50Kvar 440V 50Hz Mod Unit | 50 | 1 | 50 | 0 | 0 | 50 | 687.54
ECCTX44225 | 50Kvar 440V 50Hz Mod Unit | 25 | 2 | 50 | 0 | 0 | 50 | 684.48
ECCTX44250 | 100Kvar 440V 50Hz Mod Unit | 50 | 2 | 100 | 0 | 0 | 100 | 1185.24
ECCTX44325 | 75Kvar 440V 50Hz Mod Unit | 25 | 3 | 75 | 0 | 0 | 75 | 1146.86
Other voltages available on request: 480V, 525V (Contactor Coils Std 400V)
[5 empty] | Q(kVAR) | Q(kVAR) | Q(kVAR)
|  |  |  | Supply voltage (V) | 400 | 415 | 440
Code | Description | Stage Kvar | Step | Total |  |  |  | Price
ECCTX44130 | 30Kvar 440V 50Hz Mod Unit | 30 | 1 | 30 | 22 | 27 | 30 | 456.32
ECCTX44160 | 60Kvar 440V 50Hz Mod Unit | 60 | 1 | 60 | 44 | 53 | 60 | 687.54
ECCTX44230 | 60Kvar 440V 50Hz Mod Unit | 30 | 2 | 60 | 44 | 53 | 60 | 684.48
ECCTX44260 | 120Kvar 440V 50Hz Mod Unit | 60 | 2 | 120 | 88 | 107 | 120 | 1185.24
ECCTX44330 | 90Kvar 440V 50Hz Mod Unit | 30 | 3 | 90 | 66 | 80 | 90 | 1146.86
Other voltages available on request: 480V, 525V (Contactor Coils Std 400V)
Code | Description | Stage Kvar | Step | Total | Price
ECCTX48125 | 25 Kvar 480V 50HZ Mod Unit | 25 | 1 | 25 | 465.44
ECCTX48150 | 50 Kvar 480V 50HZ Mod Unit | 50 | 1 | 50 | 701.29
ECCTX48225 | 50 Kvar 480V 50HZ Mod Unit | 25 | 2 | 50 | 698.17
ECCTX48250 | 100 Kvar 480V 50HZ Mod Unit | 50 | 2 | 100 | 1208.95
ECCTX48325 | 75 Kvar 480V 50HZ Mod Unit | 25 | 3 | 75 | 1169.79
Other voltages available on request: 525V (Contactor Coils Std 400V)
POWER FACTOR CORRECTION
Modular Equipment
Modular Tray with Busbar System and Reactors
Code | Description | Stage Kvar | Step | Total | Price
ECCTF40112 | 12.5Kvar 400V 50Hz Mod Unit | 12.5 | 1 | 12.5 | 1011
ECCTF40212 | 25Kvar 400V 50Hz Mod Unit | 12.5 | 2 | 25 | 1782.12
ECCTF40125 | 25Kvar 400V 50Hz Mod Unit | 25 | 1 | 25 | 1058.04
ECCTF40150 | 50Kvar 400V 50Hz Mod Unit | 50 | 1 | 50 | 1562.76
(Contactor Coils Std 400V)
[5 empty] | Q(kVAR) | Q(kVAR) | Q(kVAR)
|  |  |  | Supply voltage (V) | 400 | 415 | 440
ECCTF44112 | 12.5Kvar 440V 50Hz Mod Unit | 12.5 | 1 | 12.5 | 9 | 11 | 12.5 | 1168.72
ECCTF44212 | 25Kvar 440V 50Hz Mod Unit | 12.5 | 2 | 25 | 18 | 22 | 25 | 2023.3
ECCTF44125 | 25Kvar 440V 50Hz Mod Unit | 25 | 1 | 25 | 18 | 22 | 25 | 1293.87
ECCTF44150 | 50Kvar 440V 50Hz Mod Unit | 50 | 1 | 50 | 37 | 44 | 50 | 1675.16
(Contactor Coils Std 400V)
Modular Tray without Busbar System
Code | Description | Stage Kvar | Step | Total | Price
ECCTFX40112 | 12.5 Kvar 400V 50HZ Mod Unit | 12.5 | 1 | 12.5 | 925.25
ECCTFX40212 | 25 Kvar 400V 50HZ Mod Unit | 12.5 | 2 | 25 | 1614.26
ECCTFX40125 | 25 Kvar 400V 50HZ Mod Unit | 25 | 1 | 25 | 964.62
ECCTFX40150 | 50 Kvar 400V 50HZ Mod Unit | 50 | 1 | 50 | 1397.74
Narrow Modular Tray
Code | Description | Stage Kvar | Step | Total | Price
ECCTT40125 | 25Kvar 400V 50Hz Mod Unit | 25 | 1 | 25 | 443.87
ECCTT40150 | 50Kvar 400V 50Hz Mod Unit | 50 | 1 | 50 | 677.54
Other voltages available on request: 415V, 440V, 480V, 525V (Contactor Coils Std 400V)
Code | Description | Stage Kvar | Step | Total | Price
ECCTT44125 | 25 Kvar 440V 50Hz Mod Unit | 25 | 1 | 25 | 448.31
ECCTT44150 | 50 Kvar 440V 50Hz Mod Unit | 50 | 1 | 50 | 684.3
Other voltages available on request: 415V, 525V (Contactor Coils Std 400V)
Code | Description | Stage Kvar | Step | Total | Price
ECCTT48125 | 25 Kvar 480V 50Hz Mod Unit | 25 | 1 | 25 | 478.41
ECCTT48150 | 50 Kvar 480V 50 Hz Mod Unit | 50 | 1 | 50 | 734.24
Other voltages available on request: 415V, 525V (Contactor Coils Std 400V)
Control Regulators
Code | Description | Stage Kvar | Price
ECEPF6T | 6 Stage PFC Control Relay | 6 | 385.48
ECEPF12T | 12 Stage PFC Control Relay | 12 | 677.54
POWER FACTOR CORRECTION
Stand Alone Equipment
Automatic Freestanding Version with Door Interlock
Code | Description | Stage Kvar | Step | Total | Price
ECERA14012 | 125Kvar 400V 50Hz Equipment | 25/50 | 5 | 125 | 4736.82
ECERA14015 | 150Kvar 400V 50Hz Equipment | 25/50 | 6 | 150 | 5113.47
ECERA14017 | 175Kvar 400V 50Hz Equipment | 25/50 | 7 | 175 | 5490.1
ECERA14020 | 200Kvar 400V 50Hz Equipment | 25/50 | 8 | 200 | 5866.74
ECERA24022 | 225Kvar 400V 50Hz Equipment | 25/50 | 9 | 225 | 6798.38
ECERA24025 | 250Kvar 400V 50Hz Equipment | 25/50 | 10 | 250 | 7152.74
ECERA24027 | 275Kvar 400V 50Hz Equipment | 25/50 | 11 | 275 | 7507.09
ECERA24030 | 300Kvar 400V 50Hz Equipment | 25/50 | 12 | 300 | 7861.43
ECERA34032 | 325Kvar 400V 50Hz Equipment | 25/50 | 13 | 325 | 9228.43
ECERA34035 | 350Kvar 400V 50Hz Equipment | 25/50 | 14 | 350 | 11008.35
ECERA34040 | 400Kvar 400V 50Hz Equipment | 25/50 | 16 | 400 | 12554.94
Other voltages available on request: 415V, 440V, 480V, 525V (bottom entry as standard)
Code | Description | Stage Kvar | Step | Total | Price
ECERA14112 | 125Kvar 415V 50Hz Equipment | 25/50 | 5 | 125 | 4511.26
ECERA14115 | 150Kvar 415V 50Hz Equipment | 25/50 | 6 | 150 | 4869.95
ECERA14117 | 175Kvar 415V 50Hz Equipment | 25/50 | 7 | 175 | 5228.66
ECERA14120 | 200Kvar 415V 50Hz Equipment | 25/50 | 8 | 200 | 5587.37
ECERA24122 | 225Kvar 415V 50Hz Equipment | 25/50 | 9 | 225 | 6474.63
ECERA24125 | 250Kvar 415V 50Hz Equipment | 25/50 | 10 | 250 | 6812.11
ECERA24127 | 275Kvar 415V 50Hz Equipment | 25/50 | 11 | 275 | 7149.62
ECERA24130 | 300Kvar 415V 50Hz Equipment | 25/50 | 12 | 300 | 7487.1
ECERA34132 | 325Kvar 415V 50Hz Equipment | 25/50 | 13 | 325 | 9228.43
ECERA34135 | 350Kvar 415V 50Hz Equipment | 25/50 | 14 | 350 | 14203.3
ECERA34140 | 400Kvar 415V 50Hz Equipment | 25/50 | 16 | 400 | 15749.9
Other voltages available on request: 525V (bottom entry as standard)
Code | Description | Stage Kvar | Step | Total | Price
ECERA14412 | 120Kvar 440V 50Hz Equipment | 30 | 4 | 120 | 4784.19
ECERA14415 | 150Kvar 440V 50Hz Equipment | 30/60 | 5 | 150 | 5164.59
ECERA14418 | 180Kvar 440V 50Hz Equipment | 30/60 | 6 | 180 | 5545
ECERA14421 | 210Kvar 440V 50Hz Equipment | 30/60 | 7 | 210 | 5925.38
ECERA14424 | 240Kvar 440V 50Hz Equipment | 30/60 | 8 | 240 | 6341.67
ECERA24427 | 270Kvar 440V 50Hz Equipment | 30/60 | 9 | 270 | 7224.27
ECERA24430 | 300Kvar 440V 50Hz Equipment | 30/60 | 10 | 300 | 7582.19
ECERA24433 | 330Kvar 440V 50Hz Equipment | 30/60 | 11 | 330 | 7940.05
ECERA24436 | 360Kvar 440V 50Hz Equipment | 30/60 | 12 | 360 | 8423.5
ECERA34439 | 390Kvar 440V 50Hz Equipment | 30/60 | 13 | 390 | 14345.31
ECERA34442 | 420Kvar 440V 50Hz Equipment | 30/60 | 14 | 420 | 15907.38
ECERA34445 | 450Kvar 440V 50Hz Equipment | 30/60 | 15 | 450 | 16461.02
ECERA34448 | 480Kvar 440V 50Hz Equipment | 30/60 | 16 | 480 | 16707.19
Other voltages available on request: 525V (bottom entry as standard)
POWER FACTOR CORRECTION
Stand Alone Equipment
Automatic Freestanding Version with Door Interlock
Code | Description | Stage Kvar | Step | Total | Price
ECERA14812 | 120Kvar 480V 50Hz Equipment | 30 | 4 | 120 | 4879.87
ECERA14815 | 150Kvar 480V 50Hz Equipment | 30/60 | 5 | 150 | 5267.87
ECERA14818 | 180Kvar 480V 50Hz Equipment | 30/60 | 6 | 180 | 5655.89
ECERA14821 | 210Kvar 480V 50Hz Equipment | 30/60 | 7 | 210 | 6043.9
ECERA14824 | 240Kvar 480V 50Hz Equipment | 30/60 | 8 | 240 | 6468.51
ECERA24827 | 270Kvar 480V 50Hz Equipment | 30/60 | 9 | 270 | 7368.74
ECERA24830 | 300Kvar 480V 50Hz Equipment | 30/60 | 10 | 300 | 7733.84
ECERA24833 | 330Kvar 480V 50Hz Equipment | 30/60 | 11 | 330 | 8098.83
ECERA24836 | 360Kvar 480V 50Hz Equipment | 30/60 | 12 | 360 | 8591.98
ECERA34839 | 390Kvar 480V 50Hz Equipment | 30/60 | 13 | 390 | 14632.22
ECERA34842 | 420Kvar 480V 50Hz Equipment | 30/60 | 14 | 420 | 16225.54
ECERA34845 | 450Kvar 480V 50Hz Equipment | 30/60 | 15 | 450 | 16790.23
ECERA34848 | 480Kvar 480V 50Hz Equipment | 30/60 | 16 | 480 | 17041.35
Other voltages available on request: 525V (bottom entry as standard)
Automatic Freestanding Version with Reactors and Door Interlock
Code | Description | Stage Kvar | Step | Total | Price
ECERAF4010 | 100Kvar 400V 50Hz Equipment | 25/50 | 4 | 100 | 7967.92
ECERAF4015 | 150Kvar 400V 50Hz Equipment | 25/50 | 6 | 150 | 9522.91
ECERAF4020 | 200Kvar 400V 50Hz Equipment | 25/50 | 8 | 200 | 13138
ECERAF4025 | 250Kvar 400V 50Hz Equipment | 50 | 5 | 250 | 15694.7
ECERAF4030 | 300Kvar 400V 50Hz Equipment | 50 | 6 | 300 | 18949.59
ECERAF4035 | 350Kvar 400V 50Hz Equipment | 50 | 7 | 350 | 20588.78
ECERAF4040 | 400Kvar 400V 50Hz Equipment | 50 | 8 | 400 | 22000.32
ECERAF4045 | 450Kvar 400V 50Hz Equipment | 50 | 9 | 450 | 22903.75
ECERAF4050 | 500Kvar 400V 50Hz Equipment | 50 | 10 | 500 | 26916.64
Other voltages available on request: 415V, 440V, 480V, 525V (bottom entry as standard)
POWER FACTOR CORRECTION
Wall Mounted Equipment
Code | Description | Stage Kvar | Step | Total | Price
ECRGT4020 | 20Kvar 400V 50Hz Equipment | 20 | 1 | 20 | 1126.31
ECRGT4025 | 25Kvar 400V 50Hz Equipment | 25 | 1 | 25 | 1157.89
ECRGT4030 | 30Kvar 400V 50Hz Equipment | 30 | 1 | 30 | 1174.84
ECRGT4040 | 40Kvar 400V 50Hz Equipment | 40 | 1 | 40 | 1318.56
ECRGT4050 | 50Kvar 400V 50Hz Equipment | 50 | 1 | 50 | 1332.34
ECRGT4060 | 60Kvar 400V 50Hz Equipment | 60 | 1 | 60 | 1359.91
ECRGT4070 | 70Kvar 400V 50Hz Equipment | 70 | 1 | 70 | 2020.98
Other voltages available on request: 415V, 440V, 480V, 525V
Code | Description | Stage Kvar | Step | Total | Price
ECRGT4420 | 20Kvar 440V 50Hz Equipment | 20 | 1 | 20 | 1137.57
ECRGT4425 | 25Kvar 440V 50Hz Equipment | 25 | 1 | 25 | 1169.48
ECRGT4430 | 30Kvar 440V 50Hz Equipment | 30 | 1 | 30 | 1186.54
ECRGT4440 | 40Kvar 440V 50Hz Equipment | 40 | 1 | 40 | 1331.72
ECRGT4450 | 50Kvar 440V 50Hz Equipment | 50 | 1 | 50 | 1345.67
ECRGT4460 | 60Kvar 440V 50Hz Equipment | 60 | 1 | 60 | 1373.52
ECRGT4470 | 70Kvar 440V 50Hz Equipment | 70 | 1 | 70 | 2041.2
Other voltages available on request: 415V, 480V, 525V
Automatic Version
Code | Description | Stage Kvar | Step | Total | Price
ECRG14007 | 7.5Kvar 400V 50Hz Equipment | 2.5/5 | 3 | 7.5 | 1265.11
ECRG14012 | 12.5Kvar 400V 50Hz Equipment | 2.5/5 | 5 | 12.5 | 1267.26
ECRG14017 | 17.5Kvar 400V 50Hz Equipment | 2.5/5/10 | 7 | 17.5 | 1322.54
ECRG14020 | 20Kvar 400V 50Hz Equipment | 5/10 | 4 | 20 | 1383.43
ECRG14025 | 25Kvar 400V 50Hz Equipment | 5/10 | 5 | 25 | 1441.01
ECRG14030 | 30Kvar 400V 50Hz Equipment | 5/10 | 6 | 30 | 1548.15
ECRG14035 | 35Kvar 400V 50Hz Equipment | 5/10 | 7 | 35 | 1633.66
ECRG14050 | 50Kvar 400V 50Hz Equipment | 5/10 | 5 | 50 | 1658.64
Other voltages available on request: 415V, 440V, 480V, 525V
Code | Description | Stage Kvar | Step | Total | Price
ECRG14407 | 7.5Kvar 440V 50Hz Equipment | 2.5/5 | 3 | 7.5 | 1277.73
ECRG14412 | 12.5Kvar 440V 50Hz Equipment | 2.5/5 | 5 | 12.5 | 1279.93
ECRG14417 | 17.5Kvar 440V 50Hz Equipment | 2.5/5/10 | 7 | 17.5 | 1335.74
ECRG14420 | 20Kvar 440V 50Hz Equipment | 5/10 | 4 | 20 | 1397.27
ECRG14425 | 25Kvar 440V 50Hz Equipment | 5/10 | 5 | 25 | 1455.41
ECRG14430 | 30Kvar 440V 50Hz Equipment | 5/10 | 6 | 30 | 1563.64
ECRG14435 | 35Kvar 440V 50Hz Equipment | 5/10 | 7 | 35 | 1649.98
ECRG14450 | 50Kvar 440V 50Hz Equipment | 5/10 | 5 | 50 | 1675.23
Other voltages available on request: 415V, 480V, 525V
POWER FACTOR CORRECTION
Automatic Version with Door Interlock
Code | Description | Stage Kvar | Step | Total | Price
ECRG24060 | 60Kvar 400V 50Hz Equipment | 10/20 | 6 | 60 | 2215.28
ECRG24070 | 70Kvar 400V 50Hz Equipment | 10/20 | 7 | 70 | 2469.95
ECRG24080 | 80Kvar 400V 50Hz Equipment | 20 | 4 | 80 | 2554.4
ECRG24100 | 100Kvar 400V 50Hz Equipment | 20 | 5 | 100 | 2944.34
ECRG24125 | 125Kvar 400V 50Hz Equipment | 25 | 5 | 125 | 3168.06
ECRG24150 | 150Kvar 400V 50Hz Equipment | 25 | 6 | 150 | 3419.12
ECRG24175 | 175Kvar 400V 50Hz Equipment | 25 | 7 | 175 | 3616.27
Other voltages available on request: 415V, 440V, 480V, 525V
Code | Description | Stage Kvar | Step | Total | Price
ECRG24470 | 70Kvar 440V 50Hz Equipment | 10/20 | 7 | 70 | 2544.05
ECRG24480 | 80Kvar 440V 50Hz Equipment | 10/20/30 | 8 | 80 | 2631.03
ECRG24490 | 90Kvar 440V 50Hz Equipment | 10/20/30 | 9 | 90 | 2648.34
ECRG244100 | 100Kvar 440V 50Hz Equipment | 10/20/30 | 10 | 100 | 3032.66
ECRG244120 | 120Kvar 440V 50Hz Equipment | 10/20/30 | 12 | 120 | 3364
ECRG244150 | 150Kvar 440V 50Hz Equipment | 10/20/30 | 15 | 150 | 3521.7
ECRG244180 | 180Kvar 440V 50Hz Equipment | 10/20/30 | 18 | 180 | 3910.67
ECRG244210 | 210Kvar 440V 50Hz Equipment | 30 | 7 | 210 | 3942.19
Other voltages available on request: 415V, 480V, 525V
POWER FACTOR CORRECTION
Loose Components
PRM - CAPACITORS
The self-healing capacitors in the PRM series consist of a single-phase element made of metallised polypropylene film and are in a
cylindrical casing of extruded aluminium, with a fixing spigot M12 x 12 mm. (IEC 60831-1/2 operation voltage fluctuations +10%)
Discharge resistors (75 V within 1 min)
Type | Description | Dimensions | Price
ECPRM2308 | 0.83 Kvar 230V 50HZ 1PH | ø = 60, H = 102 | 16.26
ECPRM2316 | 1.66 Kvar 230V 50HZ 1PH | ø = 60, H = 102 | 20.88
Type | Description | Dimensions | Price £
ECPRM4025 | 2.5 KVAR 400V 50HZ 1PH | ø = 60, H = 135 | 21.54
ECPRM4033 | 3.33 KVAR 400V 50HZ 1PH | ø = 60, H = 135 | 24.07
ECPRM4041 | 4.16 KVAR 400V 50HZ 1PH | ø = 60, H = 135 | 26.12
ECPRM4050 | 5.00 Kvar 400V 50HZ 1PH | ø = 60, H = 135 | 28.6
Other voltages available on request: 415V, 440V, 480V, 525V
Type | Description | Dimensions | Price
ECPRM4125 | 2.50 Kvar 415V 50HZ 1PH | ø = 60, H = 102 | 21.63
ECPRM4133 | 3.33 Kvar 415V 50HZ 1PH | ø = 60, H = 102 | 24.19
ECPRM4141 | 4.16 Kvar 415V 50HZ 1PH | ø = 60, H = 102 | 26.28
ECPRM4150 | 5.00 Kvar 415V 50HZ 1PH | ø = 60, H = 135 | 29.57
Other voltages available on request: 480V, 525V
Type | Description | Dimensions | Price
ECPRM4425 | 2.5 Kvar 440V 50HZ 1PH | ø = 60, H = 102 | 21.73
ECPRM4433 | 3.33 Kvar 440V 50HZ 1PH | ø = 60, H = 102 | 24.34
ECPRM4441 | 4.16 Kvar 440V 50HZ 1PH | ø = 60, H = 102 | 26.43
ECPRM4450 | 5.00 Kvar 440V 50HZ 1PH | ø = 60, H = 135 | 30.53
Other voltages available on request: 415V, 440V, 480V, 525V
PRT - CAPACITORS
The self-healing capacitors in the PRT series consist of three single-phase elements made of metallised polypropylene film at high
gradient with a delta connection and in a cylindrical casing of extruded aluminium, with a fixing spigot
M12 x 12 mm used to earth the capacitor. (IEC 60831-1/2 operation voltage fluctuations +10%)
Discharge resistors (75 V within 1 min)
Type | Description | Dimensions | Price
ECPRT2350 | 5.0 Kvar 230V 50HZ 3PH | ø = 75, H = 238 | 87.58
ECPRT2375 | 7.5 Kvar 230V 50HZ 3PH | ø = 85, H = 238 | 114.84
ECPRT2310 | 10.0 Kvar 230V 50HZ 3PH | ø = 100, H = 238 | 119.44
POWER FACTOR CORRECTION
Loose Components
PRT - CAPACITORS
Type | Description | Dimensions | Price £
ECPRT4002 | 2.5 KVAR 400V 50HZ 3PH | ø = 75, H = 163 | 56.77
ECPRT4003 | 3.0 KVAR 400V 50HZ 3PH | ø = 75, H = 163 | 58.41
ECPRT4004 | 4.0 KVAR 400V 50HZ 3PH | ø = 75, H = 163 | 59.44
ECPRT4005 | 5.0 KVAR 400V 50HZ 3PH | ø = 75, H = 163 | 60.41
ECPRT4007 | 7.5 KVAR 400V 50HZ 3PH | ø = 75, H = 163 | 66.55
ECPRT4010 | 10.0 KVAR 400V 50HZ 3PH | ø = 75, H = 201 | 68.29
ECPRT4012 | 12.5 KVAR 400V 50HZ 3PH | ø = 75, H = 238 | 74.82
ECPRT4015 | 15.0 KVAR 400V 50HZ 3PH | ø = 85, H = 201 | 79.4
ECPRT4020 | 20.0 KVAR 400V 50HZ 3PH | ø = 85, H = 238 | 89.04
ECPRT4025 | 25.0 KVAR 400V 50HZ 3PH | ø = 85, H = 238 | 96.26
ECPRT4050 | 50.0 KVAR 400V 50HZ 3PH | ø = 120, H = 280 | 264.51
Other voltages available on request: 415V, 440V, 480V, 525V
Type | Description | Dimensions | Price
ECPRT4105 | 5.0 Kvar 415V 50HZ 3PH | ø = 75, H = 163 | 61.63
ECPRT4107 | 7.5 Kvar 415V 50HZ 3PH | ø = 75, H = 163 | 67.88
ECPRT4110 | 10.0 Kvar 415V 50HZ 3PH | ø = 75, H = 201 | 69.65
ECPRT4112 | 12.5 Kvar 415V 50HZ 3PH | ø = 75, H = 238 | 76.32
ECPRT4115 | 15.0 Kvar 415V 50HZ 3PH | ø = 85, H = 201 | 83.51
ECPRT4120 | 20.0 Kvar 415V 50HZ 3PH | ø = 85, H = 238 | 113.62
ECPRT41250 | 25.0 Kvar 415V 50HZ 3PH | ø = 100, H = 238 | 131.08
ECPRT4130 | 30.0 Kvar 415V 50HZ 3PH | ø = 100, H = 276 | 134.7
ECPRT4140 | 40 Kvar 415V 50HZ 3PH | ø = 120, H = 238 | 230.08
ECPRT4150 | 50.0 Kvar 415V 50HZ 3PH | ø = 120, H = 280 | 272.47
Type | Description | Dimensions | Price
ECPRT4405 | 5.0 Kvar 440V 50HZ 3PH | ø = 75, H = 163 | 62.86
ECPRT4407 | 7.5 Kvar 440V 50HZ 3PH | ø = 75, H = 163 | 69.25
ECPRT4410 | 10.0 Kvar 440V 50HZ 3PH | ø = 75, H = 201 | 71.04
ECPRT4412 | 12.5 Kvar 440V 50HZ 3PH | ø = 75, H = 238 | 77.83
ECPRT4414 | 14 Kvar 440V 50HZ 3PH | ø = 75, H = 238 | 79.15
ECPRT4415 | 15.0 Kvar 440V 50HZ 3PH | ø = 75, H = 238 | 85.18
ECPRT4420 | 20.0 Kvar 440V 50HZ 3PH | ø = 85, H = 238 | 115.9
ECPRT4425 | 25.0 Kvar 440V 50HZ 3PH | ø = 100, H = 238 | 133.69
ECPRT4428 | 28.1 Kvar 440V 50HZ 3PH | ø = 100, H = 238 | 136.35
ECPRT4430 | 30.0 Kvar 440V 50HZ 3PH | ø = 100, H = 238 | 138.74
ECPRT4440 | 40 Kvar 440V 50HZ 3PH | ø = 120, H = 238 | 236.97
ECPRT4450 | 50.0 Kvar 440V 50HZ 3PH | ø = 120, H = 238 | 280.63
POWER FACTOR CORRECTION
Loose Components
PRT - CAPACITORS
Type | Description | Dimensions | Price
ECPRT4805 | 5 Kvar 480V 50HZ 3PH | ø = 75, H = 163 | 64.12
ECPRT4810 | 10 Kvar 480V 50HZ 3PH | ø = 75, H = 201 | 72.47
ECPRT4812 | 12.5 Kvar 480V 50HZ 3PH | ø = 75, H = 238 | 79.4
ECPRT4815 | 15 Kvar 480V 50HZ 3PH | ø = 75, H = 238 | 86.88
ECPRT4820 | 20 Kvar 480V 50HZ 3PH | ø = 85, H = 238 | 118.22
ECPRT4825 | 25 Kvar 480V 50HZ 3PH | ø = 100, H = 238 | 136.36
Type | Description | Dimensions | Price
ECPRT5205 | 5 Kvar 525V 50HZ 3PH | ø = 75, H = 201 | 65.41
ECPRT5207 | 7.5 Kvar 525V 50HZ 3PH | ø = 75, H = 163 | 71.64
ECPRT5210 | 10 Kvar 525V 50HZ 3PH | ø = 75, H = 201 | 73.91
ECPRT5212 | 12.5 Kvar 525V 50HZ 3PH | ø = 75, H = 238 | 80.97
ECPRT5215 | 15 Kvar 525V 50HZ 3PH | ø = 85, H = 238 | 88.62
ECPRT5219 | 19 Kvar 525V 50HZ 3PH | ø = 85, H = 238 | 120.58
ECPRT5220 | 20 Kvar 525V 50HZ 3PH | ø = 85, H = 238 | 120.58
ECPRT5225 | 25 Kvar 525V 50HZ 3PH | ø = 100, H = 238 | 139.1
ECPRT5237 | 37 Kvar 525V 50HZ 3PH | ø = 100, H = 276 | 168.39
POWER FACTOR CORRECTION
Loose Components
UTF - CAPACITORS
The UTF series, three-phase modular capacitors consist of three PRM-type single-phase elements, delta
connected and inserted in a casing made of sturdy sheet steel painted with epoxy resins in the colour
RAL 7035.
The special construction features of this casing ensure better dissipation of the heat generated inside it
and an improvement in the working conditions of the capacitive units they contain.
The casing is equipped with brackets for fixing to the ground and an outer cover to protect the terminals
made of fibreglass-reinforced nylon that ensures an IP40 protection rating.
Thanks to its modular structure, its electrical and mechanical assembly is easy and functional.
Type | Description | Price
ECUTF2325 | 2.5 Kvar 230V 50HZ 3PH | 183.01
ECUTF2350 | 5.0 Kvar 230V 50HZ 3PH | 194.04
Type | Description | Price
ECUTF4025 | 2.5 Kvar 400V 50HZ 3PH | 169.78
ECUTF4050 | 5.0 Kvar 400V 50HZ 3PH | 171.96
ECUTF4075 | 7.5 Kvar 400V 50HZ 3PH | 174.16
ECUTF4100 | 10.0 Kvar 400V 50HZ 3PH | 180.79
Type | Description | Price
ECUTF4105 | 5.0 Kvar 415V 50HZ 3PH | 171.96
ECUTF4110 | 10.0 Kvar 415V 50HZ 3PH | 180.79
ECUTF4112 | 12.5 Kvar 415V 50HZ 3PH | 186.3
Type | Description | Price
ECUTF4405 | 5.0 Kvar 440V 50HZ 3PH | 174.53
ECUTF4410 | 10.0 Kvar 440V 50HZ 3PH | 183.51
ECUTF4412 | 12.5 Kvar 440V 50HZ 3PH | 189.08
ECUTF4415 | 15.0 Kvar 440V 50HZ 3PH | 192.58
FT - CAPACITORS
The FT series three-phase capacitors consist of PRT-type three-phase elements, connected in parallel and
inserted in a casing made of sturdy sheet steel painted with epoxy resins in the colour RAL 7035.
The special construction features of this casing ensure better dissipation of the heat generated inside it
and an improvement in the working conditions of the capacitive units they contain.
The casing is equipped with brackets for fixing to the ground and an outer cover that ensures an IP40 (FT)
protection rating.
Type | Description | Price
ECFT2310 | 10.0 Kvar 230V 50HZ 3PH | 162.33
ECFT2315 | 15.0 Kvar 230V 50HZ 3PH | 291.11
ECFT2330 | 30.0 Kvar 230V 50HZ 3PH | 430.26
POWER FACTOR CORRECTION
Loose Components
FT - CAPACITORS
Type | Description | Price
ECFT4010 | 10.0 Kvar 400V 50HZ 3PH | 134.51
ECFT4012 | 12.5 Kvar 400V 50HZ 3PH | 147.28
ECFT4015 | 15.0 Kvar 400V 50HZ 3PH | 176.25
ECFT4020 | 20.0 Kvar 400V 50HZ 3PH | 180.91
ECFT4025 | 25.0 Kvar 400V 50HZ 3PH | 183.23
ECFT4030 | 30.0 Kvar 400V 50HZ 3PH | 280.65
ECFT4040 | 40.0 Kvar 400V 50HZ 3PH | 296.85
ECFT4050 | 50.0 Kvar 400V 50HZ 3PH | 314.29
ECFT4075 | 75.0 Kvar 400V 50HZ 3PH | 451.13
ECFT4100 | 100.0 Kvar 400V 50HZ 3PH | 572.87
Type | Description | Price
ECFT4410 | 10.0 Kvar 440V 50HZ 3PH | 137.22
ECFT4412 | 12.5 Kvar 440V 50HZ 3PH | 150.24
ECFT4415 | 15.0 Kvar 440V 50HZ 3PH | 179.76
ECFT4420 | 20.0 Kvar 440V 50HZ 3PH | 184.53
ECFT4425 | 25.0 Kvar 440V 50HZ 3PH | 186.89
ECFT4430 | 30.0 Kvar 440V 50HZ 3PH | 286.27
ECFT4450 | 50.0 Kvar 440V 50HZ 3PH | 320.58
ECFT4475 | 75.0 Kvar 440V 50HZ 3PH | 460.16
ECFT44100 | 100.0 Kvar 440V 50HZ 3PH | 584.33
REACTORS
Three-phase harmonic block REACTOR with high linearity, designed and sized for a high harmonic load and tuned to the capacitors.
Tuning frequency of 189Hz suitable for harmonic distortion up to the 7th harmonic.
Capacitors used with reactors require a higher operational voltage and Kvar due to resonant frequency.
Type | Description |  | Price £
ECRA4012 | 12.5 KVAR 400V 50HZ REACTOR |  | 567.37
ECRA4025 | 25 KVAR 400V 50HZ REACTOR |  | 645.26
ECRA4050 | 50 KVAR 400V 50HZ REACTOR |  | 827.69
Other voltages available on request: 415V, 440V, 480V, 525V

## TemProtect Earth Leakage Protec
Protection and Distribution 1A to 6300A
Our Price List. Effective from 1st June 2025
EARTH LEAKAGE PROTECTION
TemProtect
ELR-1E Panel Mount Relay
(CT must be ordered separately)
Code | Description | Price
601110003 | 110/240/415 VAC | 209.89
ELRC-1 with Built in CT
Code | Description | Price
601101003 | 35mm, 110/240/415 VAC | 211.76
601102003 | 60mm, 110/240/415 VAC | 224.98
601103003 | 80mm, 110/240/415 VAC | 251.49
601104003 | 110mm, 110/240/415 VAC | 273.28
ELR-3C Din Modular
Code | Description | Price
601130003 | 110/240/415 VAC | 195.53
ELR-3BN Din Modular
Code | Description | Price
107009 | ELR-3BN 90-250Vac 120-350Vdc | 769.89
107016 | ELR-3BN 90-250Vac 120-350Vdc with RS485 | 855.44
107023 | ELR-3BN 24-48Vac/dc | 875.83
107030 | ELR-3BN 24-48Vac/dc with RS485 | 957.3
Trip Supervision Relays (TCS)
Code | Description | Price
611310113 | TCS-2/110/240/415 VAC | 208.8
Multiplying CT
Code | Description | Price
601210000 | CT1M-External Multiplier | 213.65
(x10 sensitivity)
EARTH LEAKAGE PROTECTION
TemProtect
CTs for ELR-1E/ELR-3C
Code | Description | Price
621401000 | CT-1/35mm | 79.07
621402000 | CT-1/60mm | 90.64
621403000 | CT-1/80mm | 119.4
621404000 | CT-1/110mm | 132.91
621416000 | CT-1/160mm | 209.74
621405000 | CT-1/210mm | 300.26
621406000 | CT-1/415mm | 3081
621414000 | CTA-1/110mm | 285.06
621417000 | CTA-1/160mm | 324.94
621415000 | CTA-1/210mm | 411.17
CTs for ELR-3BN
Code | Description | Price
107139 | CTB-2/160 160mm | 1197.62
107061 | CTB-2/35 | 320.79
107078 | CTB-2/60 | 470.5
107085 | CTB-2/80 | 513.27
107092 | CTB-2/110 | 683.89
107108 | CTB-2/160A* | 556.04
107115 | CTB-2/160B* | 641.59
107122 | CTB-2/210 | 1710.88
* For 22mm and 160mm applications BOTH A and B CTs are required
Remote Indication and Reset Device
Code | Description | Price
601200000 | Auxiliary remote control | 96.46
Mounting Accessories
Code | Description | Price
631501000 | ELRC-1 COVER 100mm | 5.57
631501054 | ELR IP54 COVER | 45.72
Code

## TemMeasure Multimeters
Protection and Distribution 1A to 6300A
Our Price List. Effective from 1st June 2025
MULTIMETERS & ANALYSERS
TemMeasure
Code | Description | Price
631201012 | TEMM-R4-HP Multimeter (380-415Vac) | 321.59
631201013 | TEMM-R4 Multimeter with 485 (380-415Vac) | 404.12
Code | Description | Price
631102193 | TEMA 90NH - Analyser (Harmonics) | 1366.18
NRG Software
Code | Description | Price
631300002 | NRG 2 Software | 199.05
631300004 | NRG 4 Software | 615.4
631300008 | NRG 8 Software | 718.66
631300016 | NRG 16 Software | 821.89
631300032 | NRG 32 Software | 1538.6
631300064 | NRG 64 Software | 3200.23
631300028 | NRG 128 Software | 3692.59